## Analytes and Method Codes
Analyte and Method Code Pairings for Reporting
ANALYTE CODE | ANALYTE NAME | METHOD CODE | METHOD NAME/DESCRIPTION
0100 | TURBIDITY | 10133 | 10133
0100 | TURBIDITY | 180.1 | 180.1
0100 | TURBIDITY | 2130B | NEPHELOMETRIC
0100 | TURBIDITY | 2130B-01 | 2130B-01
0100 | TURBIDITY | AMI Turbiwell.15 | LED Nephelometry (on-line)
0100 | TURBIDITY | Method 2 | Method 2
0100 | TURBIDITY | Mitchell M5271.10 | Laser Nephelometry (on-line)
0100 | TURBIDITY | Mitchell M5331.11 | LED Nephelometry (on-line)
0100 | TURBIDITY | Orion AQ4500.12 | LED Nephelometry (portable)
0999 | CHLORINE | 4500-Cl D | AMPEROMETRIC TITRATION
0999 | CHLORINE | 4500-Cl D-00 | AMPEROMETRIC TITRATION
0999 | CHLORINE | 4500-Cl E | AMPEROMETRIC TITRATION (LOW LEVEL MEASUREMENT)
0999 | CHLORINE | 4500-Cl E-00 | AMPEROMETRIC TITRATION (LOW LEVEL MEASUREMENT)
0999 | CHLORINE | 4500-Cl F | DPD FERROUS TITRIMETRIC
0999 | CHLORINE | 4500-Cl F-00 | DPD FERROUS TITRIMETRIC
0999 | CHLORINE | 4500-Cl G | DPD COLORIMETRIC
0999 | CHLORINE | 4500-Cl G-00 | DPD COLORIMETRIC
0999 | CHLORINE | 4500-Cl I | IODOMETRIC ELECTRODE
0999 | CHLORINE | 4500-Cl I-00 | IODOMETRIC ELECTRODE
0999 | CHLORINE | D1253-03 | D1253-03
0999 | CHLORINE | D1253-08 | D1253-08
0999 | CHLORINE | D1253-86 | D1253-86
1000 | Total Chlorine | 334 | On-line Chlorine Analyzer
1000 | Total Chlorine | 334.0.16 | On-line Chlorine Analyzer
1000 | Total Chlorine | 4500-Cl D | AMPEROMETRIC TITRATION
1000 | Total Chlorine | 4500-Cl D-00 | AMPEROMETRIC TITRATION
1000 | Total Chlorine | 4500-Cl E | AMPEROMETRIC TITRATION (LOW LEVEL MEASUREMENT)
1000 | Total Chlorine | 4500-Cl E-00 | AMPEROMETRIC TITRATION (LOW LEVEL MEASUREMENT)
1000 | Total Chlorine | 4500-Cl F | DPD FERROUS TITRIMETRIC
1000 | Total Chlorine | 4500-Cl F-00 | DPD FERROUS TITRIMETRIC
1000 | Total Chlorine | 4500-Cl G | DPD COLORIMETRIC
1000 | Total Chlorine | 4500-Cl G-00 | DPD COLORIMETRIC
1000 | Total Chlorine | 4500-Cl I | IODOMETRIC ELECTRODE
1000 | Total Chlorine | 4500-Cl I-00 | IODOMETRIC ELECTRODE
1000 | Total Chlorine | ChloroSense | ChloroSense
1000 | Total Chlorine | ChloroSense.17 | Amperometric Sensor
1000 | Total Chlorine | D1253-03 | D1253-03
1000 | Total Chlorine | D1253-08 | D1253-08
1000 | Total Chlorine | D1253-86 | D1253-86
1002 | Aluminum | 200.5 | Axially viewed inductively coupled plasma-atomic emission spectrometry (AVICP-AES)
1002 | Aluminum | 200.7 | INDUCTIVELY COUPLED PLASMA
1002 | Aluminum | 200.8 | INDUCTIVELY COUPLED PLASMA MASS SPECTROM
1002 | Aluminum | 200.9 | ATOMIC ABSORPTION, PLATFORM
1002 | Aluminum | 202.1 | ATOMIC ABSORPTION DIRECT ASPIRATION
1002 | Aluminum | 202.2 | ATOMIC ABSORPTION, FURNACE
1002 | Aluminum | 3111D | ATOMIC ABSORPTION DIRECT ASPIRATION
1002 | Aluminum | 3111D-99 | 3111D-99
1002 | Aluminum | 3113B | ATOMIC ABSORPTION, FURNACE
1002 | Aluminum | 3113B-04 | ATOMIC ABSORPTION, FURNACE
1002 | Aluminum | 3113B-99 | 3113B-99
1002 | Aluminum | 3120B | INDUCTIVELY COUPLED PLASMA
1002 | Aluminum | 3120B-99 | 3120B-99
1002 | Aluminum | 3500AL-D | COLORIMETRIC
1003 | Nitrogen-ammonia as (N) | 350.1 | AMMONIA NITROGEN BY S/A COLORIMETRY
1003 | Nitrogen-ammonia as (N) | 350.2 | AMMONIA BY COLORIMETRY (NESSLERIZATION).
1004 | Bromide | 300.0 | ION CHROMATOGRAPHY
1004 | Bromide | 300.1 | ION CHROMATOGRAPHY
1004 | Bromide | 317 | 317
1004 | Bromide | 326.0 | 326.0
1004 | Bromide | D6581-00 | D6581-00
1005 | Arsenic | 200.5 | Axially viewed inductively coupled plasma-atomic emission spectrometry (AVICP-AES)
1005 | Arsenic | 200.7 | INDUCTIVELY COUPLED PLASMA
1005 | Arsenic | 200.8 | INDUCTIVELY COUPLED PLASMA MASS SPECTROM
1005 | Arsenic | 200.9 | ATOMIC ABSORPTION, PLATFORM
1005 | Arsenic | 3113B | ATOMIC ABSORPTION, FURNACE
1005 | Arsenic | 3113B-04 | ATOMIC ABSORPTION, FURNACE
1005 | Arsenic | 3113B-99 | 3113B-99
1005 | Arsenic | 3114B | ATOMIC ABSORPTION, GASEOUS HYDRIDE
1005 | Arsenic | 3114B-09 | 3114B-09
1005 | Arsenic | 3114B-97 | 3114B-97
1005 | Arsenic | 3120B | INDUCTIVELY COUPLED PLASMA
1005 | Arsenic | D2972-08B | D2972-08B
1005 | Arsenic | D2972-08C | D2972-08C
1005 | Arsenic | D2972-93C | ATOMIC ABSORPTION, FURNACE
1006 | Chloramine | 4500-Cl D | AMPEROMETRIC TITRATION
1006 | Chloramine | 4500-Cl D-00 | AMPEROMETRIC TITRATION
1006 | Chloramine | 4500-Cl E | AMPEROMETRIC TITRATION (LOW LEVEL MEASUREMENT)
1006 | Chloramine | 4500-Cl E-00 | AMPEROMETRIC TITRATION (LOW LEVEL MEASUREMENT)
1006 | Chloramine | 4500-Cl F | DPD FERROUS TITRIMETRIC
1006 | Chloramine | 4500-Cl F-00 | DPD FERROUS TITRIMETRIC
1006 | Chloramine | 4500-Cl G | DPD COLORIMETRIC
1006 | Chloramine | 4500-Cl G-00 | DPD COLORIMETRIC
1006 | Chloramine | 4500-Cl I | IODOMETRIC ELECTRODE
1006 | Chloramine | 4500-Cl I-00 | IODOMETRIC ELECTRODE
1008 | Chlorine dioxide | 327 | Spectrophotometric
1008 | Chlorine dioxide | 4500-ClO2 C | AMPEROMETRIC TITRATION
1008 | Chlorine dioxide | 4500-ClO2 C-00 | AMPEROMETRIC TITRATION
1008 | Chlorine dioxide | 4500-ClO2 D | DPD METHOD
1008 | Chlorine dioxide | 4500-ClO2 E | AMPEROMETRIC TITRATION
1008 | Chlorine dioxide | 4500-ClO2 E-00 | AMPEROMETRIC TITRATION
1008 | Chlorine dioxide | ChlordioX Plus.32 | Amperometric Sensor
1009 | Chlorite | 300.0 | ION CHROMATOGRAPHY
1009 | Chlorite | 300.1 | ION CHROMATOGRAPHY
1009 | Chlorite | 317 | 317
1009 | Chlorite | 326.0 | 326.0
1009 | Chlorite | 327 | Spectrophotometric
1009 | Chlorite | ChlordioX Plus.32 | Amperometric Sensor
1009 | Chlorite | D6581-00 | D6581-00
1009 | Chlorite | D6581-08A | Chemically Suppressed Ion Chromatography
1009 | Chlorite | D6581-08B | Electrolytically Suppressed Ion Chromatography
1010 | Barium | 200.5 | Axially viewed inductively coupled plasma-atomic emission spectrometry (AVICP-AES)
1010 | Barium | 200.7 | INDUCTIVELY COUPLED PLASMA
1010 | Barium | 200.8 | INDUCTIVELY COUPLED PLASMA MASS SPECTROM
1010 | Barium | 3111D | ATOMIC ABSORPTION DIRECT ASPIRATION
1010 | Barium | 3111D-99 | 3111D-99
1010 | Barium | 3113B | ATOMIC ABSORPTION, FURNACE
1010 | Barium | 3113B-04 | ATOMIC ABSORPTION, FURNACE
1010 | Barium | 3113B-99 | 3113B-99
1010 | Barium | 3120B | INDUCTIVELY COUPLED PLASMA
1010 | Barium | 3120B-99 | 3120B-99
1011 | Bromate | 300.1 | ION CHROMATOGRAPHY
1011 | Bromate | 302 | Two-Dimensional Ion Chromatography (IC)
1011 | Bromate | 302.0, 18 | Two-Dimensional Ion Chromatography (IC)
1011 | Bromate | 317 | 317
1011 | Bromate | 321.8 | 321.8
1011 | Bromate | 326.0 | 326.0
1011 | Bromate | 557 | Ion Chromatography Electrospray Ionization Tandem Mass Spectrometry (IC-ESI-MS/MS)
1011 | Bromate | 557, 14 | Ion Chromatography Electrospray Ionization Tandem Mass Spectrometry (IC-ESI-MS/MS)
1011 | Bromate | D6581-00 | D6581-00
1011 | Bromate | D6581-08A | Chemically Suppressed Ion Chromatography
1011 | Bromate | D6581-08B | Electrolytically Suppressed Ion Chromatography
1012 | TotalChlorineResidual | 4500-Cl D | AMPEROMETRIC TITRATION
1012 | TotalChlorineResidual | 4500-Cl D-00 | AMPEROMETRIC TITRATION
1012 | TotalChlorineResidual | 4500-Cl F | DPD FERROUS TITRIMETRIC
1012 | TotalChlorineResidual | 4500-Cl F-00 | DPD FERROUS TITRIMETRIC
1012 | TotalChlorineResidual | 4500-Cl G | DPD COLORIMETRIC
1012 | TotalChlorineResidual | 4500-Cl G-00 | DPD COLORIMETRIC
1012 | TotalChlorineResidual | 4500-Cl H | SYRINGALDAZINE (FACTS)
1012 | TotalChlorineResidual | 4500-Cl H-00 | SYRINGALDAZINE (FACTS)
1012 | TotalChlorineResidual | D1253-03 | D1253-03
1012 | TotalChlorineResidual | D1253-08 | D1253-08
1012 | TotalChlorineResidual | D1253-86 | D1253-86
1013 | FreeChlorineResidual | 334.0 | On-line Chlorine Analyzer
1013 | FreeChlorineResidual | 334.0.16 | On-line Chlorine Analyzer
1013 | FreeChlorineResidual | 4500-Cl D | AMPEROMETRIC TITRATION
1013 | FreeChlorineResidual | 4500-Cl D-00 | AMPEROMETRIC TITRATION
1013 | FreeChlorineResidual | 4500-Cl F | DPD FERROUS TITRIMETRIC
1013 | FreeChlorineResidual | 4500-Cl F-00 | DPD FERROUS TITRIMETRIC
1013 | FreeChlorineResidual | 4500-Cl G | DPD COLORIMETRIC
1013 | FreeChlorineResidual | 4500-Cl G-00 | DPD COLORIMETRIC
1013 | FreeChlorineResidual | 4500-Cl H | SYRINGALDAZINE (FACTS)
1013 | FreeChlorineResidual | 4500-Cl H-00 | SYRINGALDAZINE (FACTS)
1013 | FreeChlorineResidual | ChloroSense | ChloroSense
1013 | FreeChlorineResidual | ChloroSense.17 | Amperometric Sensor
1013 | FreeChlorineResidual | D1253-03 | D1253-03
1013 | FreeChlorineResidual | D1253-08 | D1253-08
1013 | FreeChlorineResidual | D1253-86 | D1253-86
1015 | Cadmium | 200.5 | Axially viewed inductively coupled plasma-atomic emission spectrometry (AVICP-AES)
1015 | Cadmium | 200.7 | INDUCTIVELY COUPLED PLASMA
1015 | Cadmium | 200.8 | INDUCTIVELY COUPLED PLASMA MASS SPECTROM
1015 | Cadmium | 200.9 | ATOMIC ABSORPTION, PLATFORM
1015 | Cadmium | 213.2 | ATOMIC ABSORPTION, FURNACE
1015 | Cadmium | 3111B | ATOMIC ABSORPTION DIRECT ASPIRATION
1015 | Cadmium | 3113B | ATOMIC ABSORPTION, FURNACE
1015 | Cadmium | 3113B-04 | ATOMIC ABSORPTION, FURNACE
1015 | Cadmium | 3113B-99 | 3113B-99
1015 | Cadmium | 3120B | INDUCTIVELY COUPLED PLASMA
1016 | Calcium | 200.5 | Axially viewed inductively coupled plasma-atomic emission spectrometry (AVICP-AES)
1016 | Calcium | 200.7 | INDUCTIVELY COUPLED PLASMA
1016 | Calcium | 3111B | ATOMIC ABSORPTION DIRECT ASPIRATION
1016 | Calcium | 3111B-99 | 3111B-99
1016 | Calcium | 3120B | INDUCTIVELY COUPLED PLASMA
1016 | Calcium | 3120B-99 | 3120B-99
1016 | Calcium | 3500CA-B | EDTA TITRIMETRIC
1016 | Calcium | 3500CA-B-97 | 3500-CA-B-97
1016 | Calcium | 3500CA-D | EDTA TITRIMETRIC
1016 | Calcium | D511-09A | D511-09A
1016 | Calcium | D511-09B | D511-09B
1016 | Calcium | D511-93A | EDTA TITRIMETRIC
1016 | Calcium | D511-93B | ATOMIC ABSORPTION DIRECT ASPIRATION
1016 | Calcium | D6919-03 | D6919-03
1016 | Calcium | D6919-09 | ION CHROMATOGRAPHY
1017 | Chloride | 300 | ION CHROMATOGRAPHY
1017 | Chloride | 300.0 | ION CHROMATOGRAPHY
1017 | Chloride | 300.1 | ION CHROMATOGRAPHY
1017 | Chloride | 4110B | ION CHROMATOGRAPHY
1017 | Chloride | 4110B-00 | 4110B-00
1017 | Chloride | 4500CL-B | 4500Cl-B
1017 | Chloride | 4500CL-B-97 | 4500-Cl- B-97
1017 | Chloride | 4500CL-D-97 | 4500Cl-D-97
1017 | Chloride | D4327-03 | D4327-03
1017 | Chloride | D4327-11 | ION CHROMATOGRAPHY
1017 | Chloride | D4327-97 | D4327-97
1017 | Chloride | D512-04B | Silver Nitrate Titration
1017 | Chloride | D512-12B | Silver Nitrate Titration
1017 | Chloride | D512-89B (Reapproved 1999) | D512-89B (Reapproved 1999)
1017 | Chloride | Method D6508 | Method D6508
1019 | Calcium | 200.5 | Axially viewed inductively coupled plasma-atomic emission spectrometry (AVICP-AES)
1019 | Calcium | 200.7 | INDUCTIVELY COUPLED PLASMA
1019 | Calcium | 3111B | ATOMIC ABSORPTION DIRECT ASPIRATION
1019 | Calcium | 3111B-99 | 3111B-99
1019 | Calcium | 3120B | INDUCTIVELY COUPLED PLASMA
1019 | Calcium | 3120B-99 | 3120B-99
1019 | Calcium | 3500CA-B | EDTA TITRIMETRIC
1019 | Calcium | 3500CA-B-97 | 3500-CA-B-97
1019 | Calcium | 3500CA-D | EDTA TITRIMETRIC
1019 | Calcium | D511-09A | D511-09A
1019 | Calcium | D511-09B | D511-09B
1019 | Calcium | D511-93A | EDTA TITRIMETRIC
1019 | Calcium | D511-93B | ATOMIC ABSORPTION DIRECT ASPIRATION
1019 | Calcium | D6919-09 | ION CHROMATOGRAPHY
1020 | Chromium | 200.5 | Axially viewed inductively coupled plasma-atomic emission spectrometry (AVICP-AES)
1020 | Chromium | 200.7 | INDUCTIVELY COUPLED PLASMA
1020 | Chromium | 200.8 | INDUCTIVELY COUPLED PLASMA MASS SPECTROM
1020 | Chromium | 200.9 | ATOMIC ABSORPTION, PLATFORM
1020 | Chromium | 3113B | ATOMIC ABSORPTION, FURNACE
1020 | Chromium | 3113B-04 | ATOMIC ABSORPTION, FURNACE
1020 | Chromium | 3113B-99 | 3113B-99
1020 | Chromium | 3120B | INDUCTIVELY COUPLED PLASMA
1020 | Chromium | 3120B-99 | 3120B-99
1022 | Copper, Free | 200.5 | Axially viewed inductively coupled plasma-atomic emission spectrometry (AVICP-AES)
1022 | Copper, Free | 200.7 | INDUCTIVELY COUPLED PLASMA
1022 | Copper, Free | 200.8 | INDUCTIVELY COUPLED PLASMA MASS SPECTROM
1022 | Copper, Free | 200.9 | ATOMIC ABSORPTION, PLATFORM
1022 | Copper, Free | 3111B | ATOMIC ABSORPTION DIRECT ASPIRATION
1022 | Copper, Free | 3111B-99 | 3111B-99
1022 | Copper, Free | 3113B | ATOMIC ABSORPTION, FURNACE
1022 | Copper, Free | 3113B-04 | ATOMIC ABSORPTION, FURNACE
1022 | Copper, Free | 3113B-99 | 3113B-99
1022 | Copper, Free | 3120B | INDUCTIVELY COUPLED PLASMA
1022 | Copper, Free | 3120B-99 | 3120B-99
1022 | Copper, Free | D1688-02A | D1688-02A
1022 | Copper, Free | D1688-02C | D1688-02C
1022 | Copper, Free | D1688-07A | D1688-07A
1022 | Copper, Free | D1688-07C | D1688-07C
1022 | Copper, Free | D1688-90A | ATOMIC ABSORPTION DIRECT ASPIRATION
1022 | Copper, Free | D1688-90C | ATOMIC ABSORPTION, FURNACE
1022 | Copper, Free | D1688-95A | D1688-95A
1022 | Copper, Free | D1688-95C | D1688-95C
1024 | Cyanide | 335.4 | SPECTROPHOTOMETRIC SEMI-AUTOMATED
1024 | Cyanide | 4500CN-C | AMENABLE SPECTROPHOTOMETRIC
1024 | Cyanide | 4500CN-E | SPECTROPHOTOMETRIC, MANUAL
1024 | Cyanide | 4500CN-E-99 | 4500CN-E-99
1024 | Cyanide | 4500CN-F | SELECTIVE ELECTRODE METHOD
1024 | Cyanide | 4500CN-F-99 | 4500CN-F-99
1024 | Cyanide | 4500CN-G | AMENABLE SPECTROPHOTOMETRIC
1024 | Cyanide | 4500CN-G-99 | 4500CN-G-99
1024 | Cyanide | D2036-06A | Manual Distillation followed by
1024 | Cyanide | D2036-06B | D2036-06B
1024 | Cyanide | D2036-91A | SPECTROPHOTOMETRIC, MANUAL
1024 | Cyanide | D2036-91B | AMENABLE SPECTROPHOTOMETRIC
1024 | Cyanide | I-3300-85 | SPECTROPHOTOMETRIC, MANUAL
1024 | Cyanide | Kelada 01 | Kelada 01
1024 | Cyanide | ME355.01 | ME355.01
1024 | Cyanide | ME355.01 7 | Headspace Gas Chromatography/Mass Spectrometry
1024 | Cyanide | Method OIA- 1677, DW | Method OIA- 1677, DW
1024 | Cyanide | QuikChem 10-204-00-1-X | QuikChem 10-204-00-1-X
1025 | Fluoride | 10225 | 10225
1025 | Fluoride | 129-71W | AUTOMATED ALIZARIN FLUORIDE BLUE, TECHNI
1025 | Fluoride | 300 | ION CHROMATOGRAPHY
1025 | Fluoride | 300.0 | ION CHROMATOGRAPHY
1025 | Fluoride | 300.1 | ION CHROMATOGRAPHY
1025 | Fluoride | 380-75WE | AUTOMATED ION SELECTIVE ELECTRODE, TECHN
1025 | Fluoride | 4110B | ION CHROMATOGRAPHY
1025 | Fluoride | 4110B-00 | 4110B-00
1025 | Fluoride | 4500F-B | COLORIMETRIC SPADNS, WITH DISTILLATION
1025 | Fluoride | 4500F-B-97 | 4500F-B-97
1025 | Fluoride | 4500F-C | POTENTIOMETER ION SELECTIVE ELECTRODE
1025 | Fluoride | 4500F-C-97 | 4500F-C-97
1025 | Fluoride | 4500F-D | COLORIMETRIC SPADNS, WITH DISTILLATION
1025 | Fluoride | 4500F-D-97 | 4500F-D-97
1025 | Fluoride | 4500F-E | AUTOMATED ALIZARIN FLUORIDE BLUE, TECHNI
1025 | Fluoride | 4500F-E-97 | 4500F-E-97
1025 | Fluoride | D1179-04B | D1179-04B
1025 | Fluoride | D1179-10B | D1179-10B
1025 | Fluoride | D1179-93B | POTENTIOMETER ION SELECTIVE ELECTRODE
1025 | Fluoride | D1179-99B | D1179-99B
1025 | Fluoride | D4327-03 | D4327-03
1025 | Fluoride | D4327-91 | ION CHROMATOGRAPHY
1025 | Fluoride | D4327-97 | D4327-97
1025 | Fluoride | Hach SPADNS 2 Method 10225 22 | Arsenite-Free Colorimetric SPADNS
1025 | Fluoride | Method D6508 | Method D6508
1028 | Iron | 200.5 | Axially viewed inductively coupled plasma-atomic emission spectrometry (AVICP-AES)
1028 | Iron | 200.7 | INDUCTIVELY COUPLED PLASMA
1028 | Iron | 200.9 | ATOMIC ABSORPTION, PLATFORM
1028 | Iron | 236.1 | ATOMIC ABSORPTION DIRECT ASPIRATION
1028 | Iron | 236.2 | ATOMIC ABSORPTION, FURNACE
1028 | Iron | 3111B | ATOMIC ABSORPTION DIRECT ASPIRATION
1028 | Iron | 3111B-99 | 3111B-99
1028 | Iron | 3113B | ATOMIC ABSORPTION, FURNACE
1028 | Iron | 3113B-04 | ATOMIC ABSORPTION, FURNACE
1028 | Iron | 3113B-99 | 3113B-99
1028 | Iron | 3120B | INDUCTIVELY COUPLED PLASMA
1028 | Iron | 3120B-99 | 3120B-99
1030 | Lead | 200.5 | Axially viewed inductively coupled plasma-atomic emission spectrometry (AVICP-AES)
1030 | Lead | 200.8 | INDUCTIVELY COUPLED PLASMA MASS SPECTROM
1030 | Lead | 200.9 | ATOMIC ABSORPTION, PLATFORM
1030 | Lead | 3113B | ATOMIC ABSORPTION, FURNACE
1030 | Lead | 3113B-04 | ATOMIC ABSORPTION, FURNACE
1030 | Lead | 3113B-99 | 3113B-99
1030 | Lead | D3559-08D | D3559-08D
1030 | Lead | D3559-90D | ATOMIC ABSORPTION, FURNACE
1030 | Lead | Method 1001 | Method 1001
1031 | Magnesium | 200.5 | Axially viewed inductively coupled plasma-atomic emission spectrometry (AVICP-AES)
1031 | Magnesium | 200.7 | INDUCTIVELY COUPLED PLASMA
1031 | Magnesium | 3111B | ATOMIC ABSORPTION DIRECT ASPIRATION
1031 | Magnesium | 3111B-99 | 3111B-99
1031 | Magnesium | 3120B | INDUCTIVELY COUPLED PLASMA
1031 | Magnesium | 3120B-99 | 3120B-99
1031 | Magnesium | 3500MG-B | Complexation Titrimetric Methods
1031 | Magnesium | 3500MG-B-97 | 3500Mg-B-97
1031 | Magnesium | 3500MG-E | 3500Mg-E
1031 | Magnesium | D511-03A | D511-03A
1031 | Magnesium | D511-03B | D511-03B
1031 | Magnesium | D511-09A | D511-09A
1031 | Magnesium | D511-09B | D511-09B
1031 | Magnesium | D511-93A | EDTA TITRIMETRIC
1031 | Magnesium | D511-93B | ATOMIC ABSORPTION DIRECT ASPIRATION
1031 | Magnesium | D6919-03 | D6919-03
1031 | Magnesium | D6919-09 | ION CHROMATOGRAPHY
1032 | Manganese | 200.5 | Axially viewed inductively coupled plasma-atomic emission spectrometry (AVICP-AES)
1032 | Manganese | 200.7 | INDUCTIVELY COUPLED PLASMA
1032 | Manganese | 200.8 | INDUCTIVELY COUPLED PLASMA MASS SPECTROM
1032 | Manganese | 200.9 | ATOMIC ABSORPTION, PLATFORM
1032 | Manganese | 243.1 | ATOMIC ABSORPTION DIRECT ASPIRATION
1032 | Manganese | 243.2 | ATOMIC ABSORPTION, FURNACE
1032 | Manganese | 3111B | ATOMIC ABSORPTION DIRECT ASPIRATION
1032 | Manganese | 3111B-99 | 3111B-99
1032 | Manganese | 3113B | ATOMIC ABSORPTION, FURNACE
1032 | Manganese | 3113B-04 | ATOMIC ABSORPTION, FURNACE
1032 | Manganese | 3113B-99 | 3113B-99
1032 | Manganese | 3120B | INDUCTIVELY COUPLED PLASMA
1032 | Manganese | 3120B-99 | 3120B-99
1035 | Mercury | 200.8 | INDUCTIVELY COUPLED PLASMA MASS SPECTROM
1035 | Mercury | 245.1 | MANUAL COLD VAPOR TECHNIQUE
1035 | Mercury | 245.2 | AUTOMATED COLD VAPOR TECHNIQUE
1035 | Mercury | 3112B | MANUAL COLD VAPOR TECHNIQUE
1035 | Mercury | 3112B-09 | 3112B-09
1035 | Mercury | D3223-91 | MANUAL COLD VAPOR TECHNIQUE
1036 | Nickel | 200.5 | Axially viewed inductively coupled plasma-atomic emission spectrometry (AVICP-AES)
1036 | Nickel | 200.7 | INDUCTIVELY COUPLED PLASMA
1036 | Nickel | 200.8 | INDUCTIVELY COUPLED PLASMA MASS SPECTROM
1036 | Nickel | 200.9 | ATOMIC ABSORPTION, PLATFORM
1036 | Nickel | 3111B | ATOMIC ABSORPTION DIRECT ASPIRATION
1036 | Nickel | 3111B-99 | 3111B-99
1036 | Nickel | 3113B | ATOMIC ABSORPTION, FURNACE
1036 | Nickel | 3113B-04 | ATOMIC ABSORPTION, FURNACE
1036 | Nickel | 3113B-99 | 3113B-99
1036 | Nickel | 3120B | INDUCTIVELY COUPLED PLASMA
1036 | Nickel | 3120B-99 | 3120B-99
1038 | Nitrate-nitrite | 300 | ION CHROMATOGRAPHY
1038 | Nitrate-nitrite | 300.0 | ION CHROMATOGRAPHY
1038 | Nitrate-nitrite | 353.2 | CADMIUM REDUCTION, AUTOMATED
1038 | Nitrate-nitrite | 354.1 | SPECTROPHOTOMETRIC, MANUAL
1038 | Nitrate-nitrite | 4500NO2-B | SPECTROPHOTOMETRIC, MANUAL
1038 | Nitrate-nitrite | 4500NO3-D | ION SELECTIVE ELECTRODE
1038 | Nitrate-nitrite | 4500NO3-E | CADMIUM REDUCTION, MANUAL
1038 | Nitrate-nitrite | 4500NO3-F | CADMIUM REDUCTION, AUTOMATED
1038 | Nitrate-nitrite | D3867-90B | CADMIUM REDUCTION, MANUAL
1040 | Nitrate | 300 | ION CHROMATOGRAPHY
1040 | Nitrate | 300.0 | ION CHROMATOGRAPHY
1040 | Nitrate | 300.1 | ION CHROMATOGRAPHY
1040 | Nitrate | 353.2 | CADMIUM REDUCTION, AUTOMATED
1040 | Nitrate | 4110B | ION CHROMATOGRAPHY
1040 | Nitrate | 4110B-00 | 4110B-00
1040 | Nitrate | 4500NO3-D | ION SELECTIVE ELECTRODE
1040 | Nitrate | 4500NO3-D-00 | 4500-NO3 D-00
1040 | Nitrate | 4500NO3-E | CADMIUM REDUCTION, MANUAL
1040 | Nitrate | 4500NO3-E-00 | 4500-NO3 E-00
1040 | Nitrate | 4500NO3-F | CADMIUM REDUCTION, AUTOMATED
1040 | Nitrate | 4500NO3-F-00 | 4500-NO3 F-00
1040 | Nitrate | 601 | 601
1040 | Nitrate | B1011 | B1011
1040 | Nitrate | D3867-90A | CADMIUM REDUCTION, AUTOMATED
1040 | Nitrate | D3867-90B | CADMIUM REDUCTION, MANUAL
1040 | Nitrate | D4327-91 | ION CHROMATOGRAPHY
1040 | Nitrate | HACH 10206 | HACH 10206
1040 | Nitrate | Hach TNTplusTM 835/836 Method 10206 23 | Colorimetric; Direct
1040 | Nitrate | Systea Easy (1-Reagent) 8 | Reduction/Colorimetric
1041 | Nitrite | 300 | ION CHROMATOGRAPHY
1041 | Nitrite | 300.0 | ION CHROMATOGRAPHY
1041 | Nitrite | 300.1 | ION CHROMATOGRAPHY
1041 | Nitrite | 353.2 | CADMIUM REDUCTION, AUTOMATED
1041 | Nitrite | 4110B | ION CHROMATOGRAPHY
1041 | Nitrite | 4110B-00 | 4110B-00
1041 | Nitrite | 4500NO2-B | SPECTROPHOTOMETRIC, MANUAL
1041 | Nitrite | 4500NO2-B-00 | 4500-NO2 B-00
1041 | Nitrite | 4500NO3-E | CADMIUM REDUCTION, MANUAL
1041 | Nitrite | 4500NO3-E-00 | 4500-NO3 E-00
1041 | Nitrite | 4500NO3-F | CADMIUM REDUCTION, AUTOMATED
1041 | Nitrite | 4500NO3-F-00 | 4500-NO3 F-00
1041 | Nitrite | D3867-90A | CADMIUM REDUCTION, AUTOMATED
1041 | Nitrite | D3867-90B | CADMIUM REDUCTION, MANUAL
1041 | Nitrite | D4327-91 | ION CHROMATOGRAPHY
1041 | Nitrite | Systea Easy (1-Reagent) 8 | Reduction/Colorimetric
1042 | Potassium | 200.7 | INDUCTIVELY COUPLED PLASMA
1043 | Phosphate, Total | 4500P-E | COLORIMETRIC, MANUAL
1044 | Orthophosphate | 300.0 | ION CHROMATOGRAPHY
1044 | Orthophosphate | 300.1 | ION CHROMATOGRAPHY
1044 | Orthophosphate | 365.1 | COLORIMETRIC, AUTOMATED, ASCORBIC ACID
1044 | Orthophosphate | 4110 | COLORIMETRIC SPADNS, WITH DISTILLATION
1044 | Orthophosphate | 4110B | ION CHROMATOGRAPHY
1044 | Orthophosphate | 4110B-00 | 4110B-00
1044 | Orthophosphate | 4500P-E | COLORIMETRIC, MANUAL
1044 | Orthophosphate | 4500P-E-99 | 4500P-E-99
1044 | Orthophosphate | 4500P-F | COLORIMETRIC, AUTOMATED, ASCORBIC ACID
1044 | Orthophosphate | D4327-91 | ION CHROMATOGRAPHY
1044 | Orthophosphate | D515-88A | COLORIMETRIC, MANUAL
1044 | Orthophosphate | I-1601-85 | COLORIMETRIC-MOLYBDATE BLUE
1044 | Orthophosphate | I-2598-85 | COLORIMETRIC, AUTO; DISCRETE
1044 | Orthophosphate | I-2601-90 | COLORIMETRIC, AUTO; SEGMENTED
1045 | Selenium | 200.5 | Axially viewed inductively coupled plasma-atomic emission spectrometry (AVICP-AES)
1045 | Selenium | 200.8 | INDUCTIVELY COUPLED PLASMA MASS SPECTROM
1045 | Selenium | 200.9 | ATOMIC ABSORPTION, PLATFORM
1045 | Selenium | 3113B | ATOMIC ABSORPTION, FURNACE
1045 | Selenium | 3113B-04 | ATOMIC ABSORPTION, FURNACE
1045 | Selenium | 3113B-99 | 3113B-99
1045 | Selenium | 3114B | ATOMIC ABSORPTION, GASEOUS HYDRIDE
1045 | Selenium | 3114B-09 | 3114B-09
1045 | Selenium | 3114B-97 | 3114B-97
1045 | Selenium | D3859-08A | D3859-08A
1045 | Selenium | D3859-08B | D3859-08B
1045 | Selenium | D3859-93B | ATOMIC ABSORPTION, FURNACE
1049 | Silica | 200.5 | Axially viewed inductively coupled plasma-atomic emission spectrometry (AVICP-AES)
1049 | Silica | 200.7 | INDUCTIVELY COUPLED PLASMA
1049 | Silica | 3120B | INDUCTIVELY COUPLED PLASMA
1049 | Silica | 3120B-99 | 3120B-99
1049 | Silica | 4500SI-D | MOLYBDOSILICATE
1049 | Silica | 4500SI-E | HETEROPOLY BLUE
1049 | Silica | 4500SI-F | MOLYBDATE REACTIVE SILICA
1049 | Silica | 4500SIO2-C | MOLYBDOSILICATE
1049 | Silica | 4500SIO2-C-97 | 4500SIO2-C-97
1049 | Silica | 4500SIO2-D | HETEROPOLY BLUE
1049 | Silica | 4500SIO2-D-97 | 4500SIO2-D-97
1049 | Silica | 4500SIO2-E | Automated for Molybdate-reactive Silica
1049 | Silica | 4500SIO2-E-97 | 4500SIO2-E-97
1049 | Silica | D859-05 | COLORIMETRIC
1049 | Silica | D859-10 | D859-10
1049 | Silica | D859-88 | COLORIMETRIC-MOLYBDATE BLUE
1049 | Silica | I-1700-85 | COLORIMETRIC-MOLYBDATE BLUE
1049 | Silica | I-2700-85 | COLORIMETRIC, AUTO; SEGMENTED
1050 | Silver | 200.5 | Axially viewed inductively coupled plasma-atomic emission spectrometry (AVICP-AES)
1050 | Silver | 200.7 | INDUCTIVELY COUPLED PLASMA
1050 | Silver | 200.8 | INDUCTIVELY COUPLED PLASMA MASS SPECTROM
1050 | Silver | 200.9 | ATOMIC ABSORPTION, PLATFORM
1050 | Silver | 272.2 | ATOMIC ABSORPTION, FURNACE
1050 | Silver | 3111B | ATOMIC ABSORPTION DIRECT ASPIRATION
1050 | Silver | 3111B-99 | 3111B-99
1050 | Silver | 3113B | ATOMIC ABSORPTION, FURNACE
1050 | Silver | 3113B-04 | ATOMIC ABSORPTION, FURNACE
1050 | Silver | 3113B-99 | 3113B-99
1050 | Silver | 3120B | INDUCTIVELY COUPLED PLASMA
1050 | Silver | 3120B-99 | 3120B-99
1050 | Silver | I-3720-85 | I-3720-85
1052 | Sodium | 200.5 | Axially viewed inductively coupled plasma-atomic emission spectrometry (AVICP-AES)
1052 | Sodium | 200.7 | INDUCTIVELY COUPLED PLASMA
1052 | Sodium | 3111B | ATOMIC ABSORPTION DIRECT ASPIRATION
1052 | Sodium | 3111B-99 | 3111B-99
1052 | Sodium | D6919-03 | D6919-03
1052 | Sodium | D6919-09 | ION CHROMATOGRAPHY
1055 | Sulfate | 300 | ION CHROMATOGRAPHY
1055 | Sulfate | 300.0 | ION CHROMATOGRAPHY
1055 | Sulfate | 300.1 | ION CHROMATOGRAPHY
1055 | Sulfate | 375.2 | 375.2
1055 | Sulfate | 375.4 | TURBIDIMETRIC
1055 | Sulfate | 4110B | ION CHROMATOGRAPHY
1055 | Sulfate | 4110B-00 | 4110B-00
1055 | Sulfate | 4500SO4-C | 4500SO4-C
1055 | Sulfate | 4500SO4-E | TURBIDIMETRIC
1055 | Sulfate | 4500SO4-F | 4500SO4-F
1055 | Sulfate | 4500SO42-C | Gravimetric with ignition of residue
1055 | Sulfate | 4500SO42-C-97 | 4500-SO42-C-97
1055 | Sulfate | 4500SO42-D | Gravimetric with drying of residue
1055 | Sulfate | 4500SO42-D-97 | 4500-SO42-D-97
1055 | Sulfate | 4500SO42-E | 4500-SO42-E
1055 | Sulfate | 4500SO42-E-97 | 4500-SO42-E-97
1055 | Sulfate | 4500SO42-F | 4500-SO42-F
1055 | Sulfate | 4500SO42-F-97 | 4500-SO42-F-97
1055 | Sulfate | D4327-03 | D4327-03
1055 | Sulfate | D4327-11 | ION CHROMATOGRAPHY
1055 | Sulfate | D4327-97 | D4327-97
1055 | Sulfate | D516-02 | D516-02
1055 | Sulfate | D516-07 | D516-07
1055 | Sulfate | D516-11 | D516-11
1055 | Sulfate | D516-90 | TURBIDIMETRIC
1055 | Sulfate | Method D6508 | Method D6508
1064 | Conductivity @ 25 C UMHOS/CM | 2510B | CONDUCTANCE @ 25C
1064 | Conductivity @ 25 C UMHOS/CM | D1125-91A | CONDUCTANCE @ 25C
1067 | Alkalinity, CaCO3 Stability | 2320 | TITRIMETRIC
1067 | Alkalinity, CaCO3 Stability | 2320B | TITRIMETRIC
1067 | Alkalinity, CaCO3 Stability | 2320B-97 | 2320B-97
1067 | Alkalinity, CaCO3 Stability | 310.1 | TITRIMETRIC
1067 | Alkalinity, CaCO3 Stability | D1067-02B | D1067-02B
1067 | Alkalinity, CaCO3 Stability | D1067-06B | D1067-06B
1067 | Alkalinity, CaCO3 Stability | D1067-11B | D1067-11B
1067 | Alkalinity, CaCO3 Stability | D1067-88B | TITRIMETRIC
1067 | Alkalinity, CaCO3 Stability | D1067-92B | TITRIMETRIC
1067 | Alkalinity, CaCO3 Stability | I-1030-85 | TITRIMETRIC
1074 | Antimony, Total | 200.5 | Axially viewed inductively coupled plasma-atomic emission spectrometry (AVICP-AES)
1074 | Antimony, Total | 200.8 | INDUCTIVELY COUPLED PLASMA MASS SPECTROM
1074 | Antimony, Total | 200.9 | ATOMIC ABSORPTION, PLATFORM
1074 | Antimony, Total | 3113B | ATOMIC ABSORPTION, FURNACE
1074 | Antimony, Total | 3113B-04 | ATOMIC ABSORPTION, FURNACE
1074 | Antimony, Total | D3697-07 | Hydride—Atomic Absorption
1074 | Antimony, Total | D3697-87 | ATOMIC ABSORPTION, GASEOUS HYDRIDE
1074 | Antimony, Total | D3697-92 | ATOMIC ABSORPTION, GASEOUS HYDRIDE
1075 | Beryllium, Total | 200.5 | Axially viewed inductively coupled plasma-atomic emission spectrometry (AVICP-AES)
1075 | Beryllium, Total | 200.7 | INDUCTIVELY COUPLED PLASMA
1075 | Beryllium, Total | 200.8 | INDUCTIVELY COUPLED PLASMA MASS SPECTROM
1075 | Beryllium, Total | 200.9 | ATOMIC ABSORPTION, PLATFORM
1075 | Beryllium, Total | 3113B | ATOMIC ABSORPTION, FURNACE
1075 | Beryllium, Total | 3113B-04 | ATOMIC ABSORPTION, FURNACE
1075 | Beryllium, Total | 3113B-10 | ATOMIC ABSORPTION, FURNACE
1075 | Beryllium, Total | 3120B | INDUCTIVELY COUPLED PLASMA
1075 | Beryllium, Total | D3645-08B | D3645-08B
1075 | Beryllium, Total | D3645-93B | ATOMIC ABSORPTION, FURNACE
1082 | Iron, Dissolved | 200.7 | INDUCTIVELY COUPLED PLASMA
1085 | Thallium, Total | 200.8 | INDUCTIVELY COUPLED PLASMA MASS SPECTROM
1085 | Thallium, Total | 200.9 | ATOMIC ABSORPTION, PLATFORM
1089 | MBAS - Foaming Agents (Surfactants) | 5540C | Methylene Blue Active Substances (MBAS)
1089 | MBAS - Foaming Agents (Surfactants) | 5540C-00 | 5540 C-00
1093 | Phosphorus, Total | 200.7 | INDUCTIVELY COUPLED PLASMA
1093 | Phosphorus, Total | D515-88A | COLORIMETRIC, MANUAL
1094 | Asbestos | 100.1 | TRANSMISSION ELECTRON MICROSCOPY
1094 | Asbestos | 100.2 | TRANSMISSION ELECTRON MICROSCOPY
1095 | Zinc | 200.5 | Axially viewed inductively coupled plasma-atomic emission spectrometry (AVICP-AES)
1095 | Zinc | 200.7 | INDUCTIVELY COUPLED PLASMA
1095 | Zinc | 200.8 | INDUCTIVELY COUPLED PLASMA MASS SPECTROM
1095 | Zinc | 3111B | ATOMIC ABSORPTION DIRECT ASPIRATION
1095 | Zinc | 3111B-99 | 3111B-99
1095 | Zinc | 3120B | INDUCTIVELY COUPLED PLASMA
1095 | Zinc | 3120B-99 | 3120B-99
1096 | Ozone | 4500O3-B | Indigo Method
1096 | Ozone | 4500O3-B-97 | 4500O3-B-97
1905 | Color | 110.2 | VISUAL COMPARISON METHOD
1905 | Color | 2120B | VISUAL COMPARISON METHOD
1905 | Color | 2120B-01 | 2120 B-01
1910 | Corrosivity | 2330B | 2330B
1914 | Calcium Hardness | 2340B | HARDNESS IN WATER BY EDTA TITRATION
1914 | Calcium Hardness | 3500CA-D | EDTA TITRIMETRIC
1915 | Hardness, Total (as CaC03) | 130 | THERMOMETRIC
1915 | Hardness, Total (as CaC03) | 200.7 | INDUCTIVELY COUPLED PLASMA
1915 | Hardness, Total (as CaC03) | 200.8 | INDUCTIVELY COUPLED PLASMA MASS SPECTROM
1915 | Hardness, Total (as CaC03) | 2340B | HARDNESS IN WATER BY EDTA TITRATION
1919 | Calcium | 200.5 | Axially viewed inductively coupled plasma-atomic emission spectrometry (AVICP-AES)
1919 | Calcium | 200.7 | INDUCTIVELY COUPLED PLASMA
1919 | Calcium | 3111B | ATOMIC ABSORPTION DIRECT ASPIRATION
1919 | Calcium | 3120B | INDUCTIVELY COUPLED PLASMA
1919 | Calcium | 3500CA-B | EDTA TITRIMETRIC
1919 | Calcium | 3500CA-D | EDTA TITRIMETRIC
1919 | Calcium | D6919-03 | D6919-03
1920 | Odor | 2150B | Threshold Odor Test
1920 | Odor | 2150B-97 | 2150B-97
1925 | pH | 150.1 | ELECTROMETRIC-INDIVIDUAL MEASUREMENT
1925 | pH | 150.2 | ELECTROMETRIC-ONLINE MEASUREMENT
1925 | pH | 4500H+B | 4500H+B
1925 | pH | 4500H-B | ELECTROMETRIC-ONLINE MEASUREMENT
1925 | pH | 4500H-B-00 | 4500-H-B-00
1925 | pH | D1293-12 | D1293-12
1925 | pH | D1293-84 | ELECTROMETRIC-ONLINE MEASUREMENT
1925 | pH | D1293-95 | ELECTROMETRIC-ONLINE MEASUREMENT
1925 | pH | D1293-99 | D1293-99
1927 | Alkalinity, Total | 2320 | TITRIMETRIC
1927 | Alkalinity, Total | 2320B | TITRIMETRIC
1927 | Alkalinity, Total | 2320B-97 | 2320B-97
1927 | Alkalinity, Total | 310.1 | TITRIMETRIC
1927 | Alkalinity, Total | D1067-02B | D1067-02B
1927 | Alkalinity, Total | D1067-06B | D1067-06B
1927 | Alkalinity, Total | D1067-11B | D1067-11B
1927 | Alkalinity, Total | D1067-88B | TITRIMETRIC
1927 | Alkalinity, Total | D1067-92B | TITRIMETRIC
1927 | Alkalinity, Total | I-1030-85 | TITRIMETRIC
1930 | TDS | 2540C | Total Dissolved Solids Dried at 180 deg C
1931 | Alkalinity, Phenolphthalein | 2320B | TITRIMETRIC
1931 | Alkalinity, Phenolphthalein | 2320B-97 | 2320B-97
1931 | Alkalinity, Phenolphthalein | D1067-02B | D1067-02B
1931 | Alkalinity, Phenolphthalein | D1067-06B | D1067-06B
1931 | Alkalinity, Phenolphthalein | D1067-11B | D1067-11B
1931 | Alkalinity, Phenolphthalein | D1067-92B | TITRIMETRIC
1931 | Alkalinity, Phenolphthalein | I-1030-85 | TITRIMETRIC
1996 | WaterTemperature | 2550 | THERMOMETRIC
1996 | WaterTemperature | 2550-00 | 2550-00
1997 | Langelier Index (PH(S)) | 2330B | 2330B
2004 | Alachlor ESA | 505 | PESTICIDES, PCB, GC, MICROEXTRACT
2004 | Alachlor ESA | 507 | PESTICIDES, NIT/PHOS, GC, NIT/PHOSDET
2004 | Alachlor ESA | 508.1 | PESTICIDES, PCB, GC, MICROEXTRACT
2004 | Alachlor ESA | 525.2 | ORGANICS, GC/MS, LIQ/SOLEXT, CAPCOLUMN
2004 | Alachlor ESA | 525.3 | Solid Phase Extraction/Gas Chromatography/Mass Spectrometry (GC/MS)
2004 | Alachlor ESA | 525.3, 24 | Solid Phase Extraction/Gas Chromatography/Mass Spectrometry (GC/MS)
2004 | Alachlor ESA | 551.1 | DBPS & CL2 SOLVENTS GC L/L ELECTRON CAPT
2005 | Endrin | 505 | PESTICIDES, PCB, GC, MICROEXTRACT
2005 | Endrin | 508 | PESTICIDES, CHLORINATED, GC, ELCAPDET
2005 | Endrin | 508.1 | PESTICIDES, PCB, GC, MICROEXTRACT
2005 | Endrin | 525.2 | ORGANICS, GC/MS, LIQ/SOLEXT, CAPCOLUMN
2005 | Endrin | 525.3 | Solid Phase Extraction/Gas Chromatography/Mass Spectrometry (GC/MS)
2005 | Endrin | 525.3, 24 | Solid Phase Extraction/Gas Chromatography/Mass Spectrometry (GC/MS)
2005 | Endrin | 551.1 | DBPS & CL2 SOLVENTS GC L/L ELECTRON CAPT
2010 | BHC-gamma | 505 | PESTICIDES, PCB, GC, MICROEXTRACT
2010 | BHC-gamma | 508 | PESTICIDES, CHLORINATED, GC, ELCAPDET
2010 | BHC-gamma | 508.1 | PESTICIDES, PCB, GC, MICROEXTRACT
2010 | BHC-gamma | 525.2 | ORGANICS, GC/MS, LIQ/SOLEXT, CAPCOLUMN
2010 | BHC-gamma | 525.3 | Solid Phase Extraction/Gas Chromatography/Mass Spectrometry (GC/MS)
2010 | BHC-gamma | 525.3, 24 | Solid Phase Extraction/Gas Chromatography/Mass Spectrometry (GC/MS)
2010 | BHC-gamma | 551.1 | DBPS & CL2 SOLVENTS GC L/L ELECTRON CAPT
2015 | Methoxychlor | 505 | PESTICIDES, PCB, GC, MICROEXTRACT
2015 | Methoxychlor | 508 | PESTICIDES, CHLORINATED, GC, ELCAPDET
2015 | Methoxychlor | 508.1 | PESTICIDES, PCB, GC, MICROEXTRACT
2015 | Methoxychlor | 525.2 | ORGANICS, GC/MS, LIQ/SOLEXT, CAPCOLUMN
2015 | Methoxychlor | 525.3 | Solid Phase Extraction/Gas Chromatography/Mass Spectrometry (GC/MS)
2015 | Methoxychlor | 525.3, 24 | Solid Phase Extraction/Gas Chromatography/Mass Spectrometry (GC/MS)
2015 | Methoxychlor | 551.1 | DBPS & CL2 SOLVENTS GC L/L ELECTRON CAPT
2020 | Toxaphene | 505 | PESTICIDES, PCB, GC, MICROEXTRACT
2020 | Toxaphene | 508 | PESTICIDES, CHLORINATED, GC, ELCAPDET
2020 | Toxaphene | 508.1 | PESTICIDES, PCB, GC, MICROEXTRACT
2020 | Toxaphene | 525.2 | ORGANICS, GC/MS, LIQ/SOLEXT, CAPCOLUMN
2020 | Toxaphene | 525.3 | Solid Phase Extraction/Gas Chromatography/Mass Spectrometry (GC/MS)
2020 | Toxaphene | 525.3, 24 | Solid Phase Extraction/Gas Chromatography/Mass Spectrometry (GC/MS)
2021 | Carbaryl | 508 | PESTICIDES, CHLORINATED, GC, ELCAPDET
2021 | Carbaryl | 531.1 | PESTICIDES, CARBAMATES, HPLC, POSTCOL
2021 | Carbaryl | 531.2 | 531.2
2022 | Methomyl | 508 | PESTICIDES, CHLORINATED, GC, ELCAPDET
2022 | Methomyl | 531.1 | PESTICIDES, CARBAMATES, HPLC, POSTCOL
2022 | Methomyl | 531.2 | 531.2
2029 | Prometon | 524.2 | VOC, GC/MS, P&T, CAPCOLUMN
2030 | p-Isopropyltoluene | 524.2 | VOC, GC/MS, P&T, CAPCOLUMN
2030 | p-Isopropyltoluene | 524.3 | Purge & trap/Gas Chromatography/Mass Spectrometry
2031 | Dalapon | 515.1 | ACIDS, CHLORINATED, GC, ELCAPDET
2031 | Dalapon | 515.2 | ACIDS, CHLORINATED, GC, ELCAPDET
2031 | Dalapon | 515.3 | 515.3
2031 | Dalapon | 515.4 | 515.4
2031 | Dalapon | 552.1 | HAAS - GC L/L ELECTRON CAPTURE
2031 | Dalapon | 552.2 | DBPS & CL2 SOLVENTS GC L/L ELECTRON CAPT
2031 | Dalapon | 552.3 | 552.3
2031 | Dalapon | 557 | Ion Chromatography Electrospray Ionization Tandem Mass Spectrometry (IC-ESI-MS/MS)
2031 | Dalapon | 557, 14 | Ion Chromatography Electrospray Ionization Tandem Mass Spectrometry (IC-ESI-MS/MS)
2031 | Dalapon | 6640B | Gas Chromatography/Electron Capture Detection (GC/ECD)
2031 | Dalapon | 6640B-01 | 6640B-01
2032 | Diquat | 549.1 | HIGH PERF LIQ CHROM-L/S EXTRACT- UV DETE
2032 | Diquat | 549.2 | 549.2
2033 | Endothall | 548.1 | GC-L/S EXTRACTION-ELECTRON CAPTURE DETEC
2034 | Glyphosate | 547 | HIGH PERF LIQ CHROM-POST COL REACTOR-FLU
2034 | Glyphosate | 6651 | VOC, GC, PID/ECD, P&T, CAPCOLUMN
2034 | Glyphosate | 6651B | High-performance liquid chromatography (HPLC) with post-column derivatization and fluorescence detection
2034 | Glyphosate | 6651B-00 | 6651B-00
2035 | Di(2-ethylhexyl) adipate | 505 | PESTICIDES, PCB, GC, MICROEXTRACT
2035 | Di(2-ethylhexyl) adipate | 506 | GAS CHROMATOGRAPHY-L/L OR L/S EXTRACTION
2035 | Di(2-ethylhexyl) adipate | 508 | PESTICIDES, CHLORINATED, GC, ELCAPDET
2035 | Di(2-ethylhexyl) adipate | 508.1 | PESTICIDES, PCB, GC, MICROEXTRACT
2035 | Di(2-ethylhexyl) adipate | 525.2 | ORGANICS, GC/MS, LIQ/SOLEXT, CAPCOLUMN
2035 | Di(2-ethylhexyl) adipate | 525.3 | Solid Phase Extraction/Gas Chromatography/Mass Spectrometry (GC/MS)
2035 | Di(2-ethylhexyl) adipate | 525.3, 24 | Solid Phase Extraction/Gas Chromatography/Mass Spectrometry (GC/MS)
2036 | Oxamyl | 531.1 | PESTICIDES, CARBAMATES, HPLC, POSTCOL
2036 | Oxamyl | 531.2 | 531.2
2036 | Oxamyl | 6610B | High-performance liquid chromatography (HPLC) with post-column derivatization and fluorescence detection
2036 | Oxamyl | 6610B-04 | 6610B-04
2036 | Oxamyl | 6651 | VOC, GC, PID/ECD, P&T, CAPCOLUMN
2037 | Simazine | 505 | PESTICIDES, PCB, GC, MICROEXTRACT
2037 | Simazine | 507 | PESTICIDES, NIT/PHOS, GC, NIT/PHOSDET
2037 | Simazine | 508.1 | PESTICIDES, PCB, GC, MICROEXTRACT
2037 | Simazine | 523, 26 | Solid Phase Extraction/Gas Chromatography/Mass Spectrometry (GC/MS)
2037 | Simazine | 525.2 | ORGANICS, GC/MS, LIQ/SOLEXT, CAPCOLUMN
2037 | Simazine | 525.3 | Solid Phase Extraction/Gas Chromatography/Mass Spectrometry (GC/MS)
2037 | Simazine | 525.3, 24 | Solid Phase Extraction/Gas Chromatography/Mass Spectrometry (GC/MS)
2037 | Simazine | 536 | Liquid Chromatography Electrospray Ionization Tandem Mass Spectrometry (LC/ESI-MS/MS)
2037 | Simazine | 536, 25 | Liquid Chromatography Electrospray Ionization Tandem Mass Spectrometry (LC/ESI-MS/MS)
2037 | Simazine | 551.1 | DBPS & CL2 SOLVENTS GC L/L ELECTRON CAPT
2039 | Di(2-ethylhexyl) phthalate | 506 | GAS CHROMATOGRAPHY-L/L OR L/S EXTRACTION
2039 | Di(2-ethylhexyl) phthalate | 525.2 | ORGANICS, GC/MS, LIQ/SOLEXT, CAPCOLUMN
2039 | Di(2-ethylhexyl) phthalate | 525.3 | Solid Phase Extraction/Gas Chromatography/Mass Spectrometry (GC/MS)
2039 | Di(2-ethylhexyl) phthalate | 525.3, 24 | Solid Phase Extraction/Gas Chromatography/Mass Spectrometry (GC/MS)
2040 | Picloram | 515.1 | ACIDS, CHLORINATED, GC, ELCAPDET
2040 | Picloram | 515.2 | ACIDS, CHLORINATED, GC, ELCAPDET
2040 | Picloram | 515.3 | 515.3
2040 | Picloram | 515.4 | 515.4
2040 | Picloram | 555 | ACIDS, CHLORINATED, GC, ELCAPDET
2040 | Picloram | 6640B | Gas Chromatography/Electron Capture Detection (GC/ECD)
2040 | Picloram | 6640B-01 | 6640B-01
2040 | Picloram | D5317-93 | D5317-93
2040 | Picloram | D5317-98(Reapproved 2003) | D5317-98(Reapproved 2003)
2041 | Dinoseb | 515.1 | ACIDS, CHLORINATED, GC, ELCAPDET
2041 | Dinoseb | 515.2 | ACIDS, CHLORINATED, GC, ELCAPDET
2041 | Dinoseb | 515.3 | 515.3
2041 | Dinoseb | 515.4 | 515.4
2041 | Dinoseb | 555 | ACIDS, CHLORINATED, GC, ELCAPDET
2041 | Dinoseb | 6640B | Gas Chromatography/Electron Capture Detection (GC/ECD)
2041 | Dinoseb | 6640B-01 | 6640B-01
2042 | Hexachlorocyclopentadiene | 505 | PESTICIDES, PCB, GC, MICROEXTRACT
2042 | Hexachlorocyclopentadiene | 508 | PESTICIDES, CHLORINATED, GC, ELCAPDET
2042 | Hexachlorocyclopentadiene | 508.1 | PESTICIDES, PCB, GC, MICROEXTRACT
2042 | Hexachlorocyclopentadiene | 525.2 | ORGANICS, GC/MS, LIQ/SOLEXT, CAPCOLUMN
2042 | Hexachlorocyclopentadiene | 525.3 | Solid Phase Extraction/Gas Chromatography/Mass Spectrometry (GC/MS)
2042 | Hexachlorocyclopentadiene | 525.3, 24 | Solid Phase Extraction/Gas Chromatography/Mass Spectrometry (GC/MS)
2042 | Hexachlorocyclopentadiene | 551.1 | DBPS & CL2 SOLVENTS GC L/L ELECTRON CAPT
2043 | Aldicarb sulfoxide | 508 | PESTICIDES, CHLORINATED, GC, ELCAPDET
2043 | Aldicarb sulfoxide | 525.2 | ORGANICS, GC/MS, LIQ/SOLEXT, CAPCOLUMN
2043 | Aldicarb sulfoxide | 531.1 | PESTICIDES, CARBAMATES, HPLC, POSTCOL
2043 | Aldicarb sulfoxide | 531.2 | 531.2
2044 | Aldicarb sulfone | 508 | PESTICIDES, CHLORINATED, GC, ELCAPDET
2044 | Aldicarb sulfone | 525.2 | ORGANICS, GC/MS, LIQ/SOLEXT, CAPCOLUMN
2044 | Aldicarb sulfone | 531.1 | PESTICIDES, CARBAMATES, HPLC, POSTCOL
2044 | Aldicarb sulfone | 531.2 | 531.2
2045 | Metolachlor | 505 | PESTICIDES, PCB, GC, MICROEXTRACT
2045 | Metolachlor | 507 | PESTICIDES, NIT/PHOS, GC, NIT/PHOSDET
2045 | Metolachlor | 508 | PESTICIDES, CHLORINATED, GC, ELCAPDET
2045 | Metolachlor | 508.1 | PESTICIDES, PCB, GC, MICROEXTRACT
2045 | Metolachlor | 525.1 | ORGANICS, GC/MS, LIQ/SOLEXT, CAPCOLUMN
2045 | Metolachlor | 525.2 | ORGANICS, GC/MS, LIQ/SOLEXT, CAPCOLUMN
2045 | Metolachlor | 525.3 | Solid Phase Extraction/Gas Chromatography/Mass Spectrometry (GC/MS)
2046 | Carbofuran | 531.1 | PESTICIDES, CARBAMATES, HPLC, POSTCOL
2046 | Carbofuran | 531.2 | 531.2
2046 | Carbofuran | 6610 | PESTICIDES, CARBAMATES, HPLC, POSTCOL
2046 | Carbofuran | 6610B | High-performance liquid chromatography (HPLC) with post-column derivatization and fluorescence detection
2046 | Carbofuran | 6610B-04 | 6610B-04
2047 | Aldicarb | 508 | PESTICIDES, CHLORINATED, GC, ELCAPDET
2047 | Aldicarb | 525.2 | ORGANICS, GC/MS, LIQ/SOLEXT, CAPCOLUMN
2047 | Aldicarb | 531.1 | PESTICIDES, CARBAMATES, HPLC, POSTCOL
2047 | Aldicarb | 531.2 | 531.2
2049 | 1,4-Dioxane | 8270 | GAS CHROMATOGRAPHY-L/L OR L/S EXTRACTION
2050 | Atrazine | 505 | PESTICIDES, PCB, GC, MICROEXTRACT
2050 | Atrazine | 507 | PESTICIDES, NIT/PHOS, GC, NIT/PHOSDET
2050 | Atrazine | 508.1 | PESTICIDES, PCB, GC, MICROEXTRACT
2050 | Atrazine | 523 | 523
2050 | Atrazine | 525.2 | ORGANICS, GC/MS, LIQ/SOLEXT, CAPCOLUMN
2050 | Atrazine | 525.3 | Solid Phase Extraction/Gas Chromatography/Mass Spectrometry (GC/MS)
2050 | Atrazine | 525.3, 24 | Solid Phase Extraction/Gas Chromatography/Mass Spectrometry (GC/MS)
2050 | Atrazine | 536 | Liquid Chromatography Electrospray Ionization Tandem Mass Spectrometry (LC/ESI-MS/MS)
2050 | Atrazine | 536, 25 | Liquid Chromatography Electrospray Ionization Tandem Mass Spectrometry (LC/ESI-MS/MS)
2050 | Atrazine | 551.1 | DBPS & CL2 SOLVENTS GC L/L ELECTRON CAPT
2050 | Atrazine | Syngenta AG- 625 | Syngenta AG- 625
2051 | Lasso | 505 | PESTICIDES, PCB, GC, MICROEXTRACT
2051 | Lasso | 507 | PESTICIDES, NIT/PHOS, GC, NIT/PHOSDET
2051 | Lasso | 508 | PESTICIDES, CHLORINATED, GC, ELCAPDET
2051 | Lasso | 508.1 | PESTICIDES, PCB, GC, MICROEXTRACT
2051 | Lasso | 525.2 | ORGANICS, GC/MS, LIQ/SOLEXT, CAPCOLUMN
2051 | Lasso | 525.3 | Solid Phase Extraction/Gas Chromatography/Mass Spectrometry (GC/MS)
2063 | 2,3,7,8-TCDD | 1613 | HIGH RES GCMS-CAPCOL- L/L EXTRACTION
2065 | Heptachlor | 505 | PESTICIDES, PCB, GC, MICROEXTRACT
2065 | Heptachlor | 508 | PESTICIDES, CHLORINATED, GC, ELCAPDET
2065 | Heptachlor | 508.1 | PESTICIDES, PCB, GC, MICROEXTRACT
2065 | Heptachlor | 525.1 | ORGANICS, GC/MS, LIQ/SOLEXT, CAPCOLUMN
2065 | Heptachlor | 525.2 | ORGANICS, GC/MS, LIQ/SOLEXT, CAPCOLUMN
2065 | Heptachlor | 525.3 | Solid Phase Extraction/Gas Chromatography/Mass Spectrometry (GC/MS)
2065 | Heptachlor | 525.3, 24 | Solid Phase Extraction/Gas Chromatography/Mass Spectrometry (GC/MS)
2065 | Heptachlor | 551.1 | DBPS & CL2 SOLVENTS GC L/L ELECTRON CAPT
2066 | 3-Hydroxycarbofuran | 531.1 | PESTICIDES, CARBAMATES, HPLC, POSTCOL
2066 | 3-Hydroxycarbofuran | 531.2 | 531.2
2067 | Heptachlor epoxide | 505 | PESTICIDES, PCB, GC, MICROEXTRACT
2067 | Heptachlor epoxide | 508 | PESTICIDES, CHLORINATED, GC, ELCAPDET
2067 | Heptachlor epoxide | 508.1 | PESTICIDES, PCB, GC, MICROEXTRACT
2067 | Heptachlor epoxide | 525.2 | ORGANICS, GC/MS, LIQ/SOLEXT, CAPCOLUMN
2067 | Heptachlor epoxide | 525.3 | Solid Phase Extraction/Gas Chromatography/Mass Spectrometry (GC/MS)
2067 | Heptachlor epoxide | 525.3, 24 | Solid Phase Extraction/Gas Chromatography/Mass Spectrometry (GC/MS)
2067 | Heptachlor epoxide | 551.1 | DBPS & CL2 SOLVENTS GC L/L ELECTRON CAPT
2070 | Dieldrin | 505 | PESTICIDES, PCB, GC, MICROEXTRACT
2070 | Dieldrin | 508 | PESTICIDES, CHLORINATED, GC, ELCAPDET
2070 | Dieldrin | 508.1 | PESTICIDES, PCB, GC, MICROEXTRACT
2070 | Dieldrin | 525.2 | ORGANICS, GC/MS, LIQ/SOLEXT, CAPCOLUMN
2070 | Dieldrin | 525.3 | Solid Phase Extraction/Gas Chromatography/Mass Spectrometry (GC/MS)
2076 | Butachlor | 505 | PESTICIDES, PCB, GC, MICROEXTRACT
2076 | Butachlor | 507 | PESTICIDES, NIT/PHOS, GC, NIT/PHOSDET
2076 | Butachlor | 508 | PESTICIDES, CHLORINATED, GC, ELCAPDET
2076 | Butachlor | 508.1 | PESTICIDES, PCB, GC, MICROEXTRACT
2076 | Butachlor | 525.1 | ORGANICS, GC/MS, LIQ/SOLEXT, CAPCOLUMN
2076 | Butachlor | 525.2 | ORGANICS, GC/MS, LIQ/SOLEXT, CAPCOLUMN
2076 | Butachlor | 525.3 | Solid Phase Extraction/Gas Chromatography/Mass Spectrometry (GC/MS)
2077 | Propachlor | 505 | PESTICIDES, PCB, GC, MICROEXTRACT
2077 | Propachlor | 508 | PESTICIDES, CHLORINATED, GC, ELCAPDET
2077 | Propachlor | 508.1 | PESTICIDES, PCB, GC, MICROEXTRACT
2077 | Propachlor | 525.2 | ORGANICS, GC/MS, LIQ/SOLEXT, CAPCOLUMN
2077 | Propachlor | 525.3 | Solid Phase Extraction/Gas Chromatography/Mass Spectrometry (GC/MS)
2084 | n-Butyl alcohol | 524.2 | VOC, GC/MS, P&T, CAPCOLUMN
2105 | 2,4-D | 515.1 | ACIDS, CHLORINATED, GC, ELCAPDET
2105 | 2,4-D | 515.2 | ACIDS, CHLORINATED, GC, ELCAPDET
2105 | 2,4-D | 515.3 | 515.3
2105 | 2,4-D | 515.4 | 515.4
2105 | 2,4-D | 555 | ACIDS, CHLORINATED, GC, ELCAPDET
2105 | 2,4-D | 6640B | Gas Chromatography/Electron Capture Detection (GC/ECD)
2105 | 2,4-D | 6640B-01 | 6640B-01
2105 | 2,4-D | D5317-93 | D5317-93
2105 | 2,4-D | D5317-98(Reapproved 2003) | D5317-98(Reapproved 2003)
2110 | 2,4,5-Tp | 515.1 | ACIDS, CHLORINATED, GC, ELCAPDET
2110 | 2,4,5-Tp | 515.2 | ACIDS, CHLORINATED, GC, ELCAPDET
2110 | 2,4,5-Tp | 515.3 | 515.3
2110 | 2,4,5-Tp | 515.4 | 515.4
2110 | 2,4,5-Tp | 555 | ACIDS, CHLORINATED, GC, ELCAPDET
2110 | 2,4,5-Tp | 6640B | Gas Chromatography/Electron Capture Detection (GC/ECD)
2110 | 2,4,5-Tp | 6640B-01 | 6640B-01
2110 | 2,4,5-Tp | D5317-93 | D5317-93
2110 | 2,4,5-Tp | D5317-98(Reapproved 2003) | D5317-98(Reapproved 2003)
2210 | Chloromethane | 502.2 | VOC, GC, PID/ECD, P&T, CAPCOLUMN
2210 | Chloromethane | 524.2 | VOC, GC/MS, P&T, CAPCOLUMN
2210 | Chloromethane | 524.3 | Purge & trap/Gas Chromatography/Mass Spectrometry
2212 | Dichlorodifluoromethane | 524.2 | VOC, GC/MS, P&T, CAPCOLUMN
2212 | Dichlorodifluoromethane | 524.3 | Purge & trap/Gas Chromatography/Mass Spectrometry
2214 | Bromomethane | 502.2 | VOC, GC, PID/ECD, P&T, CAPCOLUMN
2214 | Bromomethane | 524.2 | VOC, GC/MS, P&T, CAPCOLUMN
2214 | Bromomethane | 524.3 | Purge & trap/Gas Chromatography/Mass Spectrometry
2216 | Chloroethane | 502.2 | VOC, GC, PID/ECD, P&T, CAPCOLUMN
2216 | Chloroethane | 524.2 | VOC, GC/MS, P&T, CAPCOLUMN
2216 | Chloroethane | 524.3 | Purge & trap/Gas Chromatography/Mass Spectrometry
2218 | Trichlorofluoromethane | 524.2 | VOC, GC/MS, P&T, CAPCOLUMN
2218 | Trichlorofluoromethane | 524.3 | Purge & trap/Gas Chromatography/Mass Spectrometry
2224 | trans-1,3-Dichloropropene | 524.2 | VOC, GC/MS, P&T, CAPCOLUMN
2224 | trans-1,3-Dichloropropene | 524.3 | Purge & trap/Gas Chromatography/Mass Spectrometry
2228 | cis-1,3-Dichloropropene | 524.2 | VOC, GC/MS, P&T, CAPCOLUMN
2232 | 1,2-Dibromoethylene | 524.3 | Purge & trap/Gas Chromatography/Mass Spectrometry
2240 | Acrylonitrile | 524.2 | VOC, GC/MS, P&T, CAPCOLUMN
2243 | Acetone | 524.2 | VOC, GC/MS, P&T, CAPCOLUMN
2245 | Isopropyl ether | 524.2 | VOC, GC/MS, P&T, CAPCOLUMN
2246 | Hexachlorobutadiene | 524.2 | VOC, GC/MS, P&T, CAPCOLUMN
2246 | Hexachlorobutadiene | 524.3 | Purge & trap/Gas Chromatography/Mass Spectrometry
2247 | Methyl ethyl ketone | 524.2 | VOC, GC/MS, P&T, CAPCOLUMN
2248 | Naphthalene | 502.2 | VOC, GC, PID/ECD, P&T, CAPCOLUMN
2248 | Naphthalene | 524.2 | VOC, GC/MS, P&T, CAPCOLUMN
2248 | Naphthalene | 524.3 | Purge & trap/Gas Chromatography/Mass Spectrometry
2249 | Methyl isobutyl ketone | 524.2 | VOC, GC/MS, P&T, CAPCOLUMN
2251 | Methyl tert-butyl ether | 524.2 | VOC, GC/MS, P&T, CAPCOLUMN
2251 | Methyl tert-butyl ether | 524.3 | Purge & trap/Gas Chromatography/Mass Spectrometry
2263 | Tetrahydrofuran | 524.2 | VOC, GC/MS, P&T, CAPCOLUMN
2269 | 2-Hexanone | 524.2 | VOC, GC/MS, P&T, CAPCOLUMN
2274 | Hexachlorobenzene | 505 | PESTICIDES, PCB, GC, MICROEXTRACT
2274 | Hexachlorobenzene | 508 | PESTICIDES, CHLORINATED, GC, ELCAPDET
2274 | Hexachlorobenzene | 508.1 | PESTICIDES, PCB, GC, MICROEXTRACT
2274 | Hexachlorobenzene | 525.2 | ORGANICS, GC/MS, LIQ/SOLEXT, CAPCOLUMN
2274 | Hexachlorobenzene | 525.3 | Solid Phase Extraction/Gas Chromatography/Mass Spectrometry (GC/MS)
2274 | Hexachlorobenzene | 525.3, 24 | Solid Phase Extraction/Gas Chromatography/Mass Spectrometry (GC/MS)
2274 | Hexachlorobenzene | 551.1 | DBPS & CL2 SOLVENTS GC L/L ELECTRON CAPT
2298 | Bis(2-ethylhexyl) phthalate | 525.2 | ORGANICS, GC/MS, LIQ/SOLEXT, CAPCOLUMN
2306 | Benzo(a)pyrene | 525.2 | ORGANICS, GC/MS, LIQ/SOLEXT, CAPCOLUMN
2306 | Benzo(a)pyrene | 525.3 | Solid Phase Extraction/Gas Chromatography/Mass Spectrometry (GC/MS)
2306 | Benzo(a)pyrene | 525.3, 24 | Solid Phase Extraction/Gas Chromatography/Mass Spectrometry (GC/MS)
2306 | Benzo(a)pyrene | 550 | HIGH PERF LIQ CHR-L/L EXT- UV AND FLUOR
2306 | Benzo(a)pyrene | 550.1 | HIGH PERF LIQ CHR-L/L EXT- UV AND FLUOR
2326 | Pentachlorophenol | 515.1 | ACIDS, CHLORINATED, GC, ELCAPDET
2326 | Pentachlorophenol | 515.2 | ACIDS, CHLORINATED, GC, ELCAPDET
2326 | Pentachlorophenol | 515.3 | 515.3
2326 | Pentachlorophenol | 515.4 | 515.4
2326 | Pentachlorophenol | 525.2 | ORGANICS, GC/MS, LIQ/SOLEXT, CAPCOLUMN
2326 | Pentachlorophenol | 525.3 | Solid Phase Extraction/Gas Chromatography/Mass Spectrometry (GC/MS)
2326 | Pentachlorophenol | 525.3, 24 | Solid Phase Extraction/Gas Chromatography/Mass Spectrometry (GC/MS)
2326 | Pentachlorophenol | 555 | ACIDS, CHLORINATED, GC, ELCAPDET
2326 | Pentachlorophenol | 6640B | Gas Chromatography/Electron Capture Detection (GC/ECD)
2326 | Pentachlorophenol | 6640B-01 | 6640B-01
2326 | Pentachlorophenol | D5317-93 | D5317-93
2326 | Pentachlorophenol | D5317-98(Reapproved 2003) | D5317-98(Reapproved 2003)
2356 | Aldrin | 505 | PESTICIDES, PCB, GC, MICROEXTRACT
2356 | Aldrin | 508 | PESTICIDES, CHLORINATED, GC, ELCAPDET
2356 | Aldrin | 508.1 | PESTICIDES, PCB, GC, MICROEXTRACT
2356 | Aldrin | 525.2 | ORGANICS, GC/MS, LIQ/SOLEXT, CAPCOLUMN
2356 | Aldrin | 525.3 | Solid Phase Extraction/Gas Chromatography/Mass Spectrometry (GC/MS)
2378 | 1,2,4-Trichlorobenzene | 502.2 | VOC, GC, PID/ECD, P&T, CAPCOLUMN
2378 | 1,2,4-Trichlorobenzene | 524.2 | VOC, GC/MS, P&T, CAPCOLUMN
2378 | 1,2,4-Trichlorobenzene | 524.3 | Purge & trap/Gas Chromatography/Mass Spectrometry
2378 | 1,2,4-Trichlorobenzene | 524.3, 9 | Purge & trap/Gas Chromatography/Mass Spectrometry
2378 | 1,2,4-Trichlorobenzene | 524.4 | Purge & trap/Gas Chromatography/Mass Spectrometry
2378 | 1,2,4-Trichlorobenzene | 524.4, 29 | Purge & trap/Gas Chromatography/Mass Spectrometry
2380 | cis-1,2-Dichloroethylene | 502.2 | VOC, GC, PID/ECD, P&T, CAPCOLUMN
2380 | cis-1,2-Dichloroethylene | 524.2 | VOC, GC/MS, P&T, CAPCOLUMN
2380 | cis-1,2-Dichloroethylene | 524.3 | Purge & trap/Gas Chromatography/Mass Spectrometry
2380 | cis-1,2-Dichloroethylene | 524.3, 9 | Purge & trap/Gas Chromatography/Mass Spectrometry
2380 | cis-1,2-Dichloroethylene | 524.4 | Purge & trap/Gas Chromatography/Mass Spectrometry
2380 | cis-1,2-Dichloroethylene | 524.4, 29 | Purge & trap/Gas Chromatography/Mass Spectrometry
2383 | Total Polychlorinated Biphenyls (PCB) | 505 | PESTICIDES, PCB, GC, MICROEXTRACT
2383 | Total Polychlorinated Biphenyls (PCB) | 508 | PESTICIDES, CHLORINATED, GC, ELCAPDET
2383 | Total Polychlorinated Biphenyls (PCB) | 508.1 | PESTICIDES, PCB, GC, MICROEXTRACT
2383 | Total Polychlorinated Biphenyls (PCB) | 508A | PACKED COLUMN-GAS CHROMATOGRAPHY
2383 | Total Polychlorinated Biphenyls (PCB) | 525.2 | ORGANICS, GC/MS, LIQ/SOLEXT, CAPCOLUMN
2383 | Total Polychlorinated Biphenyls (PCB) | 525.3 | Solid Phase Extraction/Gas Chromatography/Mass Spectrometry (GC/MS)
2383 | Total Polychlorinated Biphenyls (PCB) | 525.3, 24 | Solid Phase Extraction/Gas Chromatography/Mass Spectrometry (GC/MS)
2388 | Aroclor 1016 | 505 | PESTICIDES, PCB, GC, MICROEXTRACT
2388 | Aroclor 1016 | 508 | PESTICIDES, CHLORINATED, GC, ELCAPDET
2388 | Aroclor 1016 | 508.1 | PESTICIDES, PCB, GC, MICROEXTRACT
2390 | Aroclor 1221 | 505 | PESTICIDES, PCB, GC, MICROEXTRACT
2390 | Aroclor 1221 | 508 | PESTICIDES, CHLORINATED, GC, ELCAPDET
2390 | Aroclor 1221 | 508.1 | PESTICIDES, PCB, GC, MICROEXTRACT
2392 | Aroclor 1232 | 505 | PESTICIDES, PCB, GC, MICROEXTRACT
2392 | Aroclor 1232 | 508 | PESTICIDES, CHLORINATED, GC, ELCAPDET
2392 | Aroclor 1232 | 508.1 | PESTICIDES, PCB, GC, MICROEXTRACT
2394 | Aroclor 1242 | 505 | PESTICIDES, PCB, GC, MICROEXTRACT
2394 | Aroclor 1242 | 508 | PESTICIDES, CHLORINATED, GC, ELCAPDET
2394 | Aroclor 1242 | 508.1 | PESTICIDES, PCB, GC, MICROEXTRACT
2396 | Aroclor 1248 | 505 | PESTICIDES, PCB, GC, MICROEXTRACT
2396 | Aroclor 1248 | 508 | PESTICIDES, CHLORINATED, GC, ELCAPDET
2396 | Aroclor 1248 | 508.1 | PESTICIDES, PCB, GC, MICROEXTRACT
2398 | Aroclor 1254 | 505 | PESTICIDES, PCB, GC, MICROEXTRACT
2398 | Aroclor 1254 | 508 | PESTICIDES, CHLORINATED, GC, ELCAPDET
2398 | Aroclor 1254 | 508.1 | PESTICIDES, PCB, GC, MICROEXTRACT
2400 | Aroclor 1260 | 505 | PESTICIDES, PCB, GC, MICROEXTRACT
2400 | Aroclor 1260 | 508 | PESTICIDES, CHLORINATED, GC, ELCAPDET
2400 | Aroclor 1260 | 508.1 | PESTICIDES, PCB, GC, MICROEXTRACT
2408 | Dibromomethane | 502.2 | VOC, GC, PID/ECD, P&T, CAPCOLUMN
2408 | Dibromomethane | 524.2 | VOC, GC/MS, P&T, CAPCOLUMN
2408 | Dibromomethane | 524.3 | Purge & trap/Gas Chromatography/Mass Spectrometry
2410 | 1,1-Dichloropropene | 502.2 | VOC, GC, PID/ECD, P&T, CAPCOLUMN
2410 | 1,1-Dichloropropene | 524.2 | VOC, GC/MS, P&T, CAPCOLUMN
2410 | 1,1-Dichloropropene | 524.3 | Purge & trap/Gas Chromatography/Mass Spectrometry
2412 | 1,3-Dichloropropane | 502.2 | VOC, GC, PID/ECD, P&T, CAPCOLUMN
2412 | 1,3-Dichloropropane | 524.2 | VOC, GC/MS, P&T, CAPCOLUMN
2412 | 1,3-Dichloropropane | 524.3 | Purge & trap/Gas Chromatography/Mass Spectrometry
2413 | 1,3-Dichloropropene | 502.2 | VOC, GC, PID/ECD, P&T, CAPCOLUMN
2413 | 1,3-Dichloropropene | 524.2 | VOC, GC/MS, P&T, CAPCOLUMN
2413 | 1,3-Dichloropropene | 524.3 | Purge & trap/Gas Chromatography/Mass Spectrometry
2414 | 1,2,3-Trichloropropane | 502.2 | VOC, GC, PID/ECD, P&T, CAPCOLUMN
2414 | 1,2,3-Trichloropropane | 524.2 | VOC, GC/MS, P&T, CAPCOLUMN
2414 | 1,2,3-Trichloropropane | 524.3 | Purge & trap/Gas Chromatography/Mass Spectrometry
2416 | 2,2-Dichloropropane | 502.2 | VOC, GC, PID/ECD, P&T, CAPCOLUMN
2416 | 2,2-Dichloropropane | 524.2 | VOC, GC/MS, P&T, CAPCOLUMN
2416 | 2,2-Dichloropropane | 524.3 | Purge & trap/Gas Chromatography/Mass Spectrometry
2418 | 1,2,4-Trimethylbenzene | 502.2 | VOC, GC, PID/ECD, P&T, CAPCOLUMN
2418 | 1,2,4-Trimethylbenzene | 524.2 | VOC, GC/MS, P&T, CAPCOLUMN
2418 | 1,2,4-Trimethylbenzene | 524.3 | Purge & trap/Gas Chromatography/Mass Spectrometry
2419 | 1,2,3-Trimethylbenzene | 524.3 | Purge & trap/Gas Chromatography/Mass Spectrometry
2420 | 1,2,3-Trichlorobenzene | 524.2 | VOC, GC/MS, P&T, CAPCOLUMN
2420 | 1,2,3-Trichlorobenzene | 524.3 | Purge & trap/Gas Chromatography/Mass Spectrometry
2422 | n-Butylbenzene | 502.2 | VOC, GC, PID/ECD, P&T, CAPCOLUMN
2422 | n-Butylbenzene | 524.2 | VOC, GC/MS, P&T, CAPCOLUMN
2422 | n-Butylbenzene | 524.3 | Purge & trap/Gas Chromatography/Mass Spectrometry
2424 | 1,3,5-Trimethylbenzene | 502.2 | VOC, GC, PID/ECD, P&T, CAPCOLUMN
2424 | 1,3,5-Trimethylbenzene | 524.2 | VOC, GC/MS, P&T, CAPCOLUMN
2424 | 1,3,5-Trimethylbenzene | 524.3 | Purge & trap/Gas Chromatography/Mass Spectrometry
2426 | tert-Butylbenzene | 524.2 | VOC, GC/MS, P&T, CAPCOLUMN
2426 | tert-Butylbenzene | 524.3 | Purge & trap/Gas Chromatography/Mass Spectrometry
2428 | sec-Butylbenzene | 524.2 | VOC, GC/MS, P&T, CAPCOLUMN
2428 | sec-Butylbenzene | 524.3 | Purge & trap/Gas Chromatography/Mass Spectrometry
2430 | Bromochloromethane | 502.2 | VOC, GC, PID/ECD, P&T, CAPCOLUMN
2430 | Bromochloromethane | 524.2 | VOC, GC/MS, P&T, CAPCOLUMN
2430 | Bromochloromethane | 524.3 | Purge & trap/Gas Chromatography/Mass Spectrometry
2430 | Bromochloromethane | 551 | DBPS & CL2 SOLVENTS GC L/L ELECTRON CAPT
2440 | Dicamba | 508 | PESTICIDES, CHLORINATED, GC, ELCAPDET
2440 | Dicamba | 515.1 | ACIDS, CHLORINATED, GC, ELCAPDET
2440 | Dicamba | 515.2 | ACIDS, CHLORINATED, GC, ELCAPDET
2440 | Dicamba | 515.3 | 515.3
2440 | Dicamba | 531.1 | PESTICIDES, CARBAMATES, HPLC, POSTCOL
2440 | Dicamba | 555 | ACIDS, CHLORINATED, GC, ELCAPDET
2450 | Monochloroacetic acid | 552 | HAAS - GC L/L ELECTRON CAPTURE
2450 | Monochloroacetic acid | 552.1 | HAAS - GC L/L ELECTRON CAPTURE
2450 | Monochloroacetic acid | 552.2 | DBPS & CL2 SOLVENTS GC L/L ELECTRON CAPT
2450 | Monochloroacetic acid | 552.3 | 552.3
2450 | Monochloroacetic acid | 557 | Ion Chromatography Electrospray Ionization Tandem Mass Spectrometry (IC-ESI-MS/MS)
2450 | Monochloroacetic acid | 6251B | GC-L/S EXTRACTION-ELECTRON CAPTURE DETEC
2451 | Dichloroacetic Acid | 552 | HAAS - GC L/L ELECTRON CAPTURE
2451 | Dichloroacetic Acid | 552.1 | HAAS - GC L/L ELECTRON CAPTURE
2451 | Dichloroacetic Acid | 552.2 | DBPS & CL2 SOLVENTS GC L/L ELECTRON CAPT
2451 | Dichloroacetic Acid | 552.3 | 552.3
2451 | Dichloroacetic Acid | 557 | Ion Chromatography Electrospray Ionization Tandem Mass Spectrometry (IC-ESI-MS/MS)
2451 | Dichloroacetic Acid | 6251B | GC-L/S EXTRACTION-ELECTRON CAPTURE DETEC
2452 | Trichloroacetic Acid | 552 | HAAS - GC L/L ELECTRON CAPTURE
2452 | Trichloroacetic Acid | 552.1 | HAAS - GC L/L ELECTRON CAPTURE
2452 | Trichloroacetic Acid | 552.2 | DBPS & CL2 SOLVENTS GC L/L ELECTRON CAPT
2452 | Trichloroacetic Acid | 552.3 | 552.3
2452 | Trichloroacetic Acid | 557 | Ion Chromatography Electrospray Ionization Tandem Mass Spectrometry (IC-ESI-MS/MS)
2452 | Trichloroacetic Acid | 6251B | GC-L/S EXTRACTION-ELECTRON CAPTURE DETEC
2453 | Monobromoacetic acid | 552 | HAAS - GC L/L ELECTRON CAPTURE
2453 | Monobromoacetic acid | 552.1 | HAAS - GC L/L ELECTRON CAPTURE
2453 | Monobromoacetic acid | 552.2 | DBPS & CL2 SOLVENTS GC L/L ELECTRON CAPT
2453 | Monobromoacetic acid | 552.3 | 552.3
2453 | Monobromoacetic acid | 557 | Ion Chromatography Electrospray Ionization Tandem Mass Spectrometry (IC-ESI-MS/MS)
2453 | Monobromoacetic acid | 6251B | GC-L/S EXTRACTION-ELECTRON CAPTURE DETEC
2454 | Dibromoacetic acid | 552 | HAAS - GC L/L ELECTRON CAPTURE
2454 | Dibromoacetic acid | 552.1 | HAAS - GC L/L ELECTRON CAPTURE
2454 | Dibromoacetic acid | 552.2 | DBPS & CL2 SOLVENTS GC L/L ELECTRON CAPT
2454 | Dibromoacetic acid | 552.3 | 552.3
2454 | Dibromoacetic acid | 557 | Ion Chromatography Electrospray Ionization Tandem Mass Spectrometry (IC-ESI-MS/MS)
2454 | Dibromoacetic acid | 6251B | GC-L/S EXTRACTION-ELECTRON CAPTURE DETEC
2455 | Bromochloroacetic Acid | 552.2 | DBPS & CL2 SOLVENTS GC L/L ELECTRON CAPT
2456 | Total Haloacetic Acids (HAA5) | 552.1 | HAAS - GC L/L ELECTRON CAPTURE
2456 | Total Haloacetic Acids (HAA5) | 552.2 | DBPS & CL2 SOLVENTS GC L/L ELECTRON CAPT
2456 | Total Haloacetic Acids (HAA5) | 552.3 | 552.3
2456 | Total Haloacetic Acids (HAA5) | 557 | Ion Chromatography Electrospray Ionization Tandem Mass Spectrometry (IC-ESI-MS/MS)
2456 | Total Haloacetic Acids (HAA5) | 557, 14 | Ion Chromatography Electrospray Ionization Tandem Mass Spectrometry (IC-ESI-MS/MS)
2456 | Total Haloacetic Acids (HAA5) | 6251B | GC-L/S EXTRACTION-ELECTRON CAPTURE DETEC
2456 | Total Haloacetic Acids (HAA5) | 6251B-07 | LLE (diazomethane)/GC/ECD
2456 | Total Haloacetic Acids (HAA5) | 6251B-94 | 6251B-94
2595 | Metribuzin | 505 | PESTICIDES, PCB, GC, MICROEXTRACT
2595 | Metribuzin | 507 | PESTICIDES, NIT/PHOS, GC, NIT/PHOSDET
2595 | Metribuzin | 508 | PESTICIDES, CHLORINATED, GC, ELCAPDET
2595 | Metribuzin | 508.1 | PESTICIDES, PCB, GC, MICROEXTRACT
2595 | Metribuzin | 525.2 | ORGANICS, GC/MS, LIQ/SOLEXT, CAPCOLUMN
2595 | Metribuzin | 525.3 | Solid Phase Extraction/Gas Chromatography/Mass Spectrometry (GC/MS)
2595 | Metribuzin | 531.2 | 531.2
2904 | Trichlorotrifluoroethane | 524.2 | VOC, GC/MS, P&T, CAPCOLUMN
2905 | Foaming Agents (Surfactants) | 5540C | Methylene Blue Active Substances (MBAS)
2905 | Foaming Agents (Surfactants) | 5540C-00 | 5540 C-00
2919 | Carbon, Dissolved Organic (DOC) | 415.3 | Calculation using DOC and UV254 data
2919 | Carbon, Dissolved Organic (DOC) | 5310B | HIGH TEMPERATURE COMBUSTION METHOD
2919 | Carbon, Dissolved Organic (DOC) | 5310C | PERSULFATE-ULTRAVIOLET OR OXIDATION
2919 | Carbon, Dissolved Organic (DOC) | 5310D | WET-OXIDATION METHOD
2920 | Carbon, Total | 415.1 | IODINE
2920 | Carbon, Total | 415.2 | IODINE
2920 | Carbon, Total | 5310B | HIGH TEMPERATURE COMBUSTION METHOD
2920 | Carbon, Total | 5310C | PERSULFATE-ULTRAVIOLET OR OXIDATION
2920 | Carbon, Total | 5310D | WET-OXIDATION METHOD
2922 | UV Absorbance @254 nm | 415.3 | Calculation using DOC and UV254 data
2922 | UV Absorbance @254 nm | 5910B | ULTRAVIOLET ABSORPTION METHOD
2922 | UV Absorbance @254 nm | 5910B-00 | 5910B-00
2922 | UV Absorbance @254 nm | UOM | UOM
2923 | SUVA (Specfic Ultraviolet Absorbance) | 415.3 | Calculation using DOC and UV254 data
2923 | SUVA (Specfic Ultraviolet Absorbance) | CALCUL LAB | CALCULATED BY LABORATORY
2923 | SUVA (Specfic Ultraviolet Absorbance) | CALCUL PRIM | CALCULATED BY WATER SYSTEM
2923 | SUVA (Specfic Ultraviolet Absorbance) | CALCUL SDWIS | CALCULATED BY PRIMACY AGENCY
2923 | SUVA (Specfic Ultraviolet Absorbance) | CALCUL WS | CALCULATED BY SDWIS STATE CDS PROCESS
2931 | 1,2-Dibromo-3-chloropropane | 504.1 | GC-MICROEXTRACTION-ECD
2931 | 1,2-Dibromo-3-chloropropane | 524.3 | Purge & trap/Gas Chromatography/Mass Spectrometry
2931 | 1,2-Dibromo-3-chloropropane | 524.3, 9 | Purge & trap/Gas Chromatography/Mass Spectrometry
2931 | 1,2-Dibromo-3-chloropropane | 551 | DBPS & CL2 SOLVENTS GC L/L ELECTRON CAPT
2931 | 1,2-Dibromo-3-chloropropane | 551.1 | DBPS & CL2 SOLVENTS GC L/L ELECTRON CAPT
2941 | Chloroform | 502.2 | VOC, GC, PID/ECD, P&T, CAPCOLUMN
2941 | Chloroform | 524.2 | VOC, GC/MS, P&T, CAPCOLUMN
2941 | Chloroform | 524.3 | Purge & trap/Gas Chromatography/Mass Spectrometry
2941 | Chloroform | 524.4 | Purge & trap/Gas Chromatography/Mass Spectrometry
2941 | Chloroform | 551 | DBPS & CL2 SOLVENTS GC L/L ELECTRON CAPT
2941 | Chloroform | 551.1 | DBPS & CL2 SOLVENTS GC L/L ELECTRON CAPT
2942 | Bromoform | 502.2 | VOC, GC, PID/ECD, P&T, CAPCOLUMN
2942 | Bromoform | 524.2 | VOC, GC/MS, P&T, CAPCOLUMN
2942 | Bromoform | 524.3 | Purge & trap/Gas Chromatography/Mass Spectrometry
2942 | Bromoform | 524.4 | Purge & trap/Gas Chromatography/Mass Spectrometry
2942 | Bromoform | 551 | DBPS & CL2 SOLVENTS GC L/L ELECTRON CAPT
2942 | Bromoform | 551.1 | DBPS & CL2 SOLVENTS GC L/L ELECTRON CAPT
2943 | Bromodichloromethane | 502.2 | VOC, GC, PID/ECD, P&T, CAPCOLUMN
2943 | Bromodichloromethane | 524.1 | VOC, GC/MS, P&T, PACKCOLUMN
2943 | Bromodichloromethane | 524.2 | VOC, GC/MS, P&T, CAPCOLUMN
2943 | Bromodichloromethane | 524.3 | Purge & trap/Gas Chromatography/Mass Spectrometry
2943 | Bromodichloromethane | 524.4 | Purge & trap/Gas Chromatography/Mass Spectrometry
2943 | Bromodichloromethane | 551 | DBPS & CL2 SOLVENTS GC L/L ELECTRON CAPT
2943 | Bromodichloromethane | 551.1 | DBPS & CL2 SOLVENTS GC L/L ELECTRON CAPT
2944 | Dibromochloromethane | 502.2 | VOC, GC, PID/ECD, P&T, CAPCOLUMN
2944 | Dibromochloromethane | 524.2 | VOC, GC/MS, P&T, CAPCOLUMN
2944 | Dibromochloromethane | 524.3 | Purge & trap/Gas Chromatography/Mass Spectrometry
2944 | Dibromochloromethane | 524.4 | Purge & trap/Gas Chromatography/Mass Spectrometry
2944 | Dibromochloromethane | 551 | DBPS & CL2 SOLVENTS GC L/L ELECTRON CAPT
2944 | Dibromochloromethane | 551.1 | DBPS & CL2 SOLVENTS GC L/L ELECTRON CAPT
2946 | Ethylene Dibromide | 504.1 | GC-MICROEXTRACTION-ECD
2946 | Ethylene Dibromide | 524.3 | Purge & trap/Gas Chromatography/Mass Spectrometry
2946 | Ethylene Dibromide | 524.3, 9 | Purge & trap/Gas Chromatography/Mass Spectrometry
2946 | Ethylene Dibromide | 551 | DBPS & CL2 SOLVENTS GC L/L ELECTRON CAPT
2946 | Ethylene Dibromide | 551.1 | DBPS & CL2 SOLVENTS GC L/L ELECTRON CAPT
2949 | Maximum total trihalomethane potential | 510.1 | TTHM AFTER INCUBATION
2949 | Maximum total trihalomethane potential | 524.3, 9 | Purge & trap/Gas Chromatography/Mass Spectrometry
2949 | Maximum total trihalomethane potential | 524.4, 29 | Purge & trap/Gas Chromatography/Mass Spectrometry
2950 | TTHM | 502.2 | VOC, GC, PID/ECD, P&T, CAPCOLUMN
2950 | TTHM | 524.2 | VOC, GC/MS, P&T, CAPCOLUMN
2950 | TTHM | 524.3 | Purge & trap/Gas Chromatography/Mass Spectrometry
2950 | TTHM | 524.4 | Purge & trap/Gas Chromatography/Mass Spectrometry
2950 | TTHM | 551 | DBPS & CL2 SOLVENTS GC L/L ELECTRON CAPT
2950 | TTHM | 551.1 | DBPS & CL2 SOLVENTS GC L/L ELECTRON CAPT
2955 | Xylenes, Total | 502.2 | VOC, GC, PID/ECD, P&T, CAPCOLUMN
2955 | Xylenes, Total | 524.2 | VOC, GC/MS, P&T, CAPCOLUMN
2955 | Xylenes, Total | 524.3 | Purge & trap/Gas Chromatography/Mass Spectrometry
2955 | Xylenes, Total | 524.3, 9 | Purge & trap/Gas Chromatography/Mass Spectrometry
2955 | Xylenes, Total | 524.4 | Purge & trap/Gas Chromatography/Mass Spectrometry
2955 | Xylenes, Total | 524.4, 29 | Purge & trap/Gas Chromatography/Mass Spectrometry
2959 | Chlordane | 505 | PESTICIDES, PCB, GC, MICROEXTRACT
2959 | Chlordane | 508 | PESTICIDES, CHLORINATED, GC, ELCAPDET
2959 | Chlordane | 508.1 | PESTICIDES, PCB, GC, MICROEXTRACT
2959 | Chlordane | 525.2 | ORGANICS, GC/MS, LIQ/SOLEXT, CAPCOLUMN
2959 | Chlordane | 525.3 | Solid Phase Extraction/Gas Chromatography/Mass Spectrometry (GC/MS)
2959 | Chlordane | 525.3, 24 | Solid Phase Extraction/Gas Chromatography/Mass Spectrometry (GC/MS)
2962 | p-Xylene | 502.2 | VOC, GC, PID/ECD, P&T, CAPCOLUMN
2962 | p-Xylene | 524.2 | VOC, GC/MS, P&T, CAPCOLUMN
2962 | p-Xylene | 524.3 | Purge & trap/Gas Chromatography/Mass Spectrometry
2964 | Dichloromethane | 502.2 | VOC, GC, PID/ECD, P&T, CAPCOLUMN
2964 | Dichloromethane | 524.2 | VOC, GC/MS, P&T, CAPCOLUMN
2964 | Dichloromethane | 524.3 | Purge & trap/Gas Chromatography/Mass Spectrometry
2964 | Dichloromethane | 524.3, 9 | Purge & trap/Gas Chromatography/Mass Spectrometry
2964 | Dichloromethane | 524.4 | Purge & trap/Gas Chromatography/Mass Spectrometry
2964 | Dichloromethane | 524.4, 29 | Purge & trap/Gas Chromatography/Mass Spectrometry
2965 | o-Chlorotoluene | 502.2 | VOC, GC, PID/ECD, P&T, CAPCOLUMN
2965 | o-Chlorotoluene | 524.2 | VOC, GC/MS, P&T, CAPCOLUMN
2965 | o-Chlorotoluene | 524.3 | Purge & trap/Gas Chromatography/Mass Spectrometry
2966 | p-Chlorotoluene | 502.2 | VOC, GC, PID/ECD, P&T, CAPCOLUMN
2966 | p-Chlorotoluene | 524.2 | VOC, GC/MS, P&T, CAPCOLUMN
2966 | p-Chlorotoluene | 524.3 | Purge & trap/Gas Chromatography/Mass Spectrometry
2967 | m-Dichlorobenzene | 502.2 | VOC, GC, PID/ECD, P&T, CAPCOLUMN
2967 | m-Dichlorobenzene | 524.2 | VOC, GC/MS, P&T, CAPCOLUMN
2967 | m-Dichlorobenzene | 524.3 | Purge & trap/Gas Chromatography/Mass Spectrometry
2968 | o-Dichlorobenzene | 502.2 | VOC, GC, PID/ECD, P&T, CAPCOLUMN
2968 | o-Dichlorobenzene | 503.1 | VOC, AROMATIC/UNSATURATED, GC, P&T
2968 | o-Dichlorobenzene | 524.1 | VOC, GC/MS, P&T, PACKCOLUMN
2968 | o-Dichlorobenzene | 524.2 | VOC, GC/MS, P&T, CAPCOLUMN
2968 | o-Dichlorobenzene | 524.3 | Purge & trap/Gas Chromatography/Mass Spectrometry
2969 | p-Dichlorobenzene | 502.2 | VOC, GC, PID/ECD, P&T, CAPCOLUMN
2969 | p-Dichlorobenzene | 503.1 | VOC, AROMATIC/UNSATURATED, GC, P&T
2969 | p-Dichlorobenzene | 524.1 | VOC, GC/MS, P&T, PACKCOLUMN
2969 | p-Dichlorobenzene | 524.2 | VOC, GC/MS, P&T, CAPCOLUMN
2969 | p-Dichlorobenzene | 524.3 | Purge & trap/Gas Chromatography/Mass Spectrometry
2976 | Vinyl chloride | 502.2 | VOC, GC, PID/ECD, P&T, CAPCOLUMN
2976 | Vinyl chloride | 524.2 | VOC, GC/MS, P&T, CAPCOLUMN
2976 | Vinyl chloride | 524.3 | Purge & trap/Gas Chromatography/Mass Spectrometry
2976 | Vinyl chloride | 524.3, 9 | Purge & trap/Gas Chromatography/Mass Spectrometry
2976 | Vinyl chloride | 524.4 | Purge & trap/Gas Chromatography/Mass Spectrometry
2976 | Vinyl chloride | 524.4, 29 | Purge & trap/Gas Chromatography/Mass Spectrometry
2977 | 1,1-Dichloroethylene | 502.2 | VOC, GC, PID/ECD, P&T, CAPCOLUMN
2977 | 1,1-Dichloroethylene | 524.2 | VOC, GC/MS, P&T, CAPCOLUMN
2977 | 1,1-Dichloroethylene | 524.3 | Purge & trap/Gas Chromatography/Mass Spectrometry
2977 | 1,1-Dichloroethylene | 524.3, 9 | Purge & trap/Gas Chromatography/Mass Spectrometry
2977 | 1,1-Dichloroethylene | 524.4 | Purge & trap/Gas Chromatography/Mass Spectrometry
2977 | 1,1-Dichloroethylene | 524.4, 29 | Purge & trap/Gas Chromatography/Mass Spectrometry
2978 | 1,1-Dichloroethane | 502.2 | VOC, GC, PID/ECD, P&T, CAPCOLUMN
2978 | 1,1-Dichloroethane | 524.2 | VOC, GC/MS, P&T, CAPCOLUMN
2978 | 1,1-Dichloroethane | 524.3 | Purge & trap/Gas Chromatography/Mass Spectrometry
2979 | trans-1,2-Dichloroethylene | 502.2 | VOC, GC, PID/ECD, P&T, CAPCOLUMN
2979 | trans-1,2-Dichloroethylene | 524.2 | VOC, GC/MS, P&T, CAPCOLUMN
2979 | trans-1,2-Dichloroethylene | 524.3 | Purge & trap/Gas Chromatography/Mass Spectrometry
2979 | trans-1,2-Dichloroethylene | 524.3, 9 | Purge & trap/Gas Chromatography/Mass Spectrometry
2979 | trans-1,2-Dichloroethylene | 524.4 | Purge & trap/Gas Chromatography/Mass Spectrometry
2979 | trans-1,2-Dichloroethylene | 524.4, 29 | Purge & trap/Gas Chromatography/Mass Spectrometry
2980 | 1,2-Dichloroethane | 502.2 | VOC, GC, PID/ECD, P&T, CAPCOLUMN
2980 | 1,2-Dichloroethane | 524.2 | VOC, GC/MS, P&T, CAPCOLUMN
2980 | 1,2-Dichloroethane | 524.3 | Purge & trap/Gas Chromatography/Mass Spectrometry
2980 | 1,2-Dichloroethane | 524.3, 9 | Purge & trap/Gas Chromatography/Mass Spectrometry
2980 | 1,2-Dichloroethane | 524.4 | Purge & trap/Gas Chromatography/Mass Spectrometry
2980 | 1,2-Dichloroethane | 524.4, 29 | Purge & trap/Gas Chromatography/Mass Spectrometry
2981 | 1,1,1-Trichloroethane | 502.2 | VOC, GC, PID/ECD, P&T, CAPCOLUMN
2981 | 1,1,1-Trichloroethane | 524.2 | VOC, GC/MS, P&T, CAPCOLUMN
2981 | 1,1,1-Trichloroethane | 524.3 | Purge & trap/Gas Chromatography/Mass Spectrometry
2981 | 1,1,1-Trichloroethane | 524.3, 9 | Purge & trap/Gas Chromatography/Mass Spectrometry
2981 | 1,1,1-Trichloroethane | 524.4 | Purge & trap/Gas Chromatography/Mass Spectrometry
2981 | 1,1,1-Trichloroethane | 524.4, 29 | Purge & trap/Gas Chromatography/Mass Spectrometry
2981 | 1,1,1-Trichloroethane | 551 | DBPS & CL2 SOLVENTS GC L/L ELECTRON CAPT
2981 | 1,1,1-Trichloroethane | 551.1 | DBPS & CL2 SOLVENTS GC L/L ELECTRON CAPT
2982 | Carbon tetrachloride | 502.2 | VOC, GC, PID/ECD, P&T, CAPCOLUMN
2982 | Carbon tetrachloride | 524.2 | VOC, GC/MS, P&T, CAPCOLUMN
2982 | Carbon tetrachloride | 524.3 | Purge & trap/Gas Chromatography/Mass Spectrometry
2982 | Carbon tetrachloride | 524.3, 9 | Purge & trap/Gas Chromatography/Mass Spectrometry
2982 | Carbon tetrachloride | 524.4 | Purge & trap/Gas Chromatography/Mass Spectrometry
2982 | Carbon tetrachloride | 524.4, 29 | Purge & trap/Gas Chromatography/Mass Spectrometry
2982 | Carbon tetrachloride | 551 | DBPS & CL2 SOLVENTS GC L/L ELECTRON CAPT
2982 | Carbon tetrachloride | 551.1 | DBPS & CL2 SOLVENTS GC L/L ELECTRON CAPT
2983 | 1,2-Dichloropropane | 502.2 | VOC, GC, PID/ECD, P&T, CAPCOLUMN
2983 | 1,2-Dichloropropane | 524.2 | VOC, GC/MS, P&T, CAPCOLUMN
2983 | 1,2-Dichloropropane | 524.3 | Purge & trap/Gas Chromatography/Mass Spectrometry
2983 | 1,2-Dichloropropane | 524.3, 9 | Purge & trap/Gas Chromatography/Mass Spectrometry
2983 | 1,2-Dichloropropane | 524.4 | Purge & trap/Gas Chromatography/Mass Spectrometry
2983 | 1,2-Dichloropropane | 524.4, 29 | Purge & trap/Gas Chromatography/Mass Spectrometry
2984 | Trichloroethylene | 502.2 | VOC, GC, PID/ECD, P&T, CAPCOLUMN
2984 | Trichloroethylene | 524.2 | VOC, GC/MS, P&T, CAPCOLUMN
2984 | Trichloroethylene | 524.3 | Purge & trap/Gas Chromatography/Mass Spectrometry
2984 | Trichloroethylene | 524.3, 9 | Purge & trap/Gas Chromatography/Mass Spectrometry
2984 | Trichloroethylene | 524.4 | Purge & trap/Gas Chromatography/Mass Spectrometry
2984 | Trichloroethylene | 524.4, 29 | Purge & trap/Gas Chromatography/Mass Spectrometry
2984 | Trichloroethylene | 551 | DBPS & CL2 SOLVENTS GC L/L ELECTRON CAPT
2984 | Trichloroethylene | 551.1 | DBPS & CL2 SOLVENTS GC L/L ELECTRON CAPT
2985 | 1,1,2-Trichloroethane | 502.2 | VOC, GC, PID/ECD, P&T, CAPCOLUMN
2985 | 1,1,2-Trichloroethane | 524.2 | VOC, GC/MS, P&T, CAPCOLUMN
2985 | 1,1,2-Trichloroethane | 524.3 | Purge & trap/Gas Chromatography/Mass Spectrometry
2985 | 1,1,2-Trichloroethane | 524.3, 9 | Purge & trap/Gas Chromatography/Mass Spectrometry
2985 | 1,1,2-Trichloroethane | 524.4 | Purge & trap/Gas Chromatography/Mass Spectrometry
2985 | 1,1,2-Trichloroethane | 524.4, 29 | Purge & trap/Gas Chromatography/Mass Spectrometry
2985 | 1,1,2-Trichloroethane | 551.1 | DBPS & CL2 SOLVENTS GC L/L ELECTRON CAPT
2986 | 1,1,1,2-Tetrachloroethane | 502.2 | VOC, GC, PID/ECD, P&T, CAPCOLUMN
2986 | 1,1,1,2-Tetrachloroethane | 524.2 | VOC, GC/MS, P&T, CAPCOLUMN
2986 | 1,1,1,2-Tetrachloroethane | 524.3 | Purge & trap/Gas Chromatography/Mass Spectrometry
2987 | Tetrachloroethylene | 502.2 | VOC, GC, PID/ECD, P&T, CAPCOLUMN
2987 | Tetrachloroethylene | 524.2 | VOC, GC/MS, P&T, CAPCOLUMN
2987 | Tetrachloroethylene | 524.3 | Purge & trap/Gas Chromatography/Mass Spectrometry
2987 | Tetrachloroethylene | 524.3, 9 | Purge & trap/Gas Chromatography/Mass Spectrometry
2987 | Tetrachloroethylene | 524.4 | Purge & trap/Gas Chromatography/Mass Spectrometry
2987 | Tetrachloroethylene | 524.4, 29 | Purge & trap/Gas Chromatography/Mass Spectrometry
2987 | Tetrachloroethylene | 551 | DBPS & CL2 SOLVENTS GC L/L ELECTRON CAPT
2987 | Tetrachloroethylene | 551.1 | DBPS & CL2 SOLVENTS GC L/L ELECTRON CAPT
2988 | 1,1,2,2-Tetrachloroethane | 502.2 | VOC, GC, PID/ECD, P&T, CAPCOLUMN
2988 | 1,1,2,2-Tetrachloroethane | 524.2 | VOC, GC/MS, P&T, CAPCOLUMN
2988 | 1,1,2,2-Tetrachloroethane | 524.3 | Purge & trap/Gas Chromatography/Mass Spectrometry
2989 | Chlorobenzene | 502.2 | VOC, GC, PID/ECD, P&T, CAPCOLUMN
2989 | Chlorobenzene | 503.1 | VOC, AROMATIC/UNSATURATED, GC, P&T
2989 | Chlorobenzene | 524.2 | VOC, GC/MS, P&T, CAPCOLUMN
2989 | Chlorobenzene | 524.3 | Purge & trap/Gas Chromatography/Mass Spectrometry
2989 | Chlorobenzene | 524.3, 9 | Purge & trap/Gas Chromatography/Mass Spectrometry
2989 | Chlorobenzene | 524.4 | Purge & trap/Gas Chromatography/Mass Spectrometry
2989 | Chlorobenzene | 524.4, 29 | Purge & trap/Gas Chromatography/Mass Spectrometry
2990 | Benzene | 502.2 | VOC, GC, PID/ECD, P&T, CAPCOLUMN
2990 | Benzene | 524.2 | VOC, GC/MS, P&T, CAPCOLUMN
2990 | Benzene | 524.3 | Purge & trap/Gas Chromatography/Mass Spectrometry
2990 | Benzene | 524.3, 9 | Purge & trap/Gas Chromatography/Mass Spectrometry
2990 | Benzene | 524.4, 29 | Purge & trap/Gas Chromatography/Mass Spectrometry
2991 | Toluene | 502.2 | VOC, GC, PID/ECD, P&T, CAPCOLUMN
2991 | Toluene | 524.2 | VOC, GC/MS, P&T, CAPCOLUMN
2991 | Toluene | 524.3 | Purge & trap/Gas Chromatography/Mass Spectrometry
2991 | Toluene | 524.3, 9 | Purge & trap/Gas Chromatography/Mass Spectrometry
2991 | Toluene | 524.4 | Purge & trap/Gas Chromatography/Mass Spectrometry
2991 | Toluene | 524.4, 29 | Purge & trap/Gas Chromatography/Mass Spectrometry
2992 | Ethylbenzene | 502.2 | VOC, GC, PID/ECD, P&T, CAPCOLUMN
2992 | Ethylbenzene | 524.2 | VOC, GC/MS, P&T, CAPCOLUMN
2992 | Ethylbenzene | 524.3 | Purge & trap/Gas Chromatography/Mass Spectrometry
2992 | Ethylbenzene | 524.3, 9 | Purge & trap/Gas Chromatography/Mass Spectrometry
2992 | Ethylbenzene | 524.4 | Purge & trap/Gas Chromatography/Mass Spectrometry
2992 | Ethylbenzene | 524.4, 29 | Purge & trap/Gas Chromatography/Mass Spectrometry
2993 | Bromobenzene | 502.2 | VOC, GC, PID/ECD, P&T, CAPCOLUMN
2993 | Bromobenzene | 524.2 | VOC, GC/MS, P&T, CAPCOLUMN
2993 | Bromobenzene | 524.3 | Purge & trap/Gas Chromatography/Mass Spectrometry
2994 | Isopropylbenzene | 524.2 | VOC, GC/MS, P&T, CAPCOLUMN
2994 | Isopropylbenzene | 524.3 | Purge & trap/Gas Chromatography/Mass Spectrometry
2995 | m-Xylene | 502.2 | VOC, GC, PID/ECD, P&T, CAPCOLUMN
2995 | m-Xylene | 524.2 | VOC, GC/MS, P&T, CAPCOLUMN
2995 | m-Xylene | 524.3 | Purge & trap/Gas Chromatography/Mass Spectrometry
2996 | Styrene | 502.2 | VOC, GC, PID/ECD, P&T, CAPCOLUMN
2996 | Styrene | 524.2 | VOC, GC/MS, P&T, CAPCOLUMN
2996 | Styrene | 524.3 | Purge & trap/Gas Chromatography/Mass Spectrometry
2996 | Styrene | 524.3, 9 | Purge & trap/Gas Chromatography/Mass Spectrometry
2996 | Styrene | 524.4 | Purge & trap/Gas Chromatography/Mass Spectrometry
2996 | Styrene | 524.4, 29 | Purge & trap/Gas Chromatography/Mass Spectrometry
2997 | o-Xylene | 502.2 | VOC, GC, PID/ECD, P&T, CAPCOLUMN
2997 | o-Xylene | 524.2 | VOC, GC/MS, P&T, CAPCOLUMN
2997 | o-Xylene | 524.3 | Purge & trap/Gas Chromatography/Mass Spectrometry
2998 | n-Propylbenzene | 502.2 | VOC, GC, PID/ECD, P&T, CAPCOLUMN
2998 | n-Propylbenzene | 524.2 | VOC, GC/MS, P&T, CAPCOLUMN
2998 | n-Propylbenzene | 524.3 | Purge & trap/Gas Chromatography/Mass Spectrometry
3001 | Heterotrophic Bacteria (HPC or SPC) | 9215B | POUR PLATE
3001 | Heterotrophic Bacteria (HPC or SPC) | 9215B-00 | 9215B-00
3001 | Heterotrophic Bacteria (HPC or SPC) | 9215B-INDEXX SIMPLATE | IDEXX SIMPLATE HPC
3001 | Heterotrophic Bacteria (HPC or SPC) | 9215C | SPREAD PLATE
3001 | Heterotrophic Bacteria (HPC or SPC) | 9215D | MEMBRANE FILTER
3001 | Heterotrophic Bacteria (HPC or SPC) | SIMPLATE | SIMPLATE FOR HPC
3001 | Heterotrophic Bacteria (HPC or SPC) | SimPlate® | SimPlate®
3002 | Enterococci | 1600 | MEMBRANE FILTER
3002 | Enterococci | 9230B | FERMENTATION TUBE - MULTIPLE
3002 | Enterococci | 9230B-04 | Multiple-Tube Technique
3002 | Enterococci | 9230B-10 | FERMENTATION TUBE - 5
3002 | Enterococci | 9230B-5 | FERMENTATION TUBE - 10
3002 | Enterococci | 9230C | MEMBRANE FILTER
3002 | Enterococci | ENTEROLERT | ENTEROLERT
3008 | Giardia lamblia | 1623 | Cryptosporidium and Giardia in Water by Filtration/IMS/FA
3008 | Giardia lamblia | 1623.1 | Filtration/Immunomagnetic Separation/Immunofluorescence Assay Microscopy
3008 | Giardia lamblia | 9711B | GIARDIA LAMBLIA
3012 | Legionella | 9260J | LEGIONALLACEAE
3013 | Fecal Coliform | 310.2 | EC MEDIUM - PRESENCE/ABSENCE
3013 | Fecal Coliform | 9215 with R2A Medium | 9215 with R2A Medium
3013 | Fecal Coliform | 9221B-10 | FERMENTATION TUBE - 10
3013 | Fecal Coliform | 9221B-5 | FERMENTATION TUBE - 5
3013 | Fecal Coliform | 9221D | FERMENTATION TUBE - PRESENCE/ABSENCE
3013 | Fecal Coliform | 9221E | Fecal Coliform Procedure
3013 | Fecal Coliform | 9221E-96 | Fecal Coliform Procedure
3013 | Fecal Coliform | 9221E-PA | EC MEDIUM - PRESENCE/ABSENCE
3013 | Fecal Coliform | 9222B | MEMBRANE FILTER
3013 | Fecal Coliform | 9222D | FECAL COLIFORM MEMBRANE FILTER
3013 | Fecal Coliform | 9222D-97 | MEMBRANE FILTER
3014 | E. Coli | 1103.1 | 1103.1
3014 | E. Coli | 1603 | 1603
3014 | E. Coli | 1604 | MEMBRANE FILTER METHOD WITH MI AGAR
3014 | E. Coli | 310.3 | COLILERT - PRESENCE/ABSENCE
3014 | E. Coli | 310.4 | NUTRIENT AGAR & MUG
3014 | E. Coli | 9213D | 9213D
3014 | E. Coli | 9221-F.1 | EC-MUG medium
3014 | E. Coli | 9221A | Standard Total Coliform Fermentation Technique
3014 | E. Coli | 9221B | Standard Total Coliform Fermentation Technique
3014 | E. Coli | 9221B-10 | FERMENTATION TUBE - 10
3014 | E. Coli | 9221B-5 | FERMENTATION TUBE - 5
3014 | E. Coli | 9221B.1 | 9221B.1
3014 | E. Coli | 9221F | 9221F
3014 | E. Coli | 9221F-10 | EC MUG - 10 TUBES
3014 | E. Coli | 9221F-5 | EC MUG - 5 TUBES
3014 | E. Coli | 9221F-PA | EC MUG - PRESENCE/ABSENCE
3014 | E. Coli | 9222B | MEMBRANE FILTER
3014 | E. Coli | 9222D | FECAL COLIFORM MEMBRANE FILTER
3014 | E. Coli | 9222G | NUTRIENT AGAR & MUG
3014 | E. Coli | 9223 | ONPG-MUG Test
3014 | E. Coli | 9223-97/ONPGMUG (Colilert) | 9223-97/ONPGMUG (Colilert)
3014 | E. Coli | 9223/ONPGMUG (Colilert) | 9223/ONPGMUG (Colilert)
3014 | E. Coli | 9223B | Colilert®
3014 | E. Coli | 9223B-10 | COLILERT - 10 TUBES
3014 | E. Coli | 9223B-97 | 9223B-97
3014 | E. Coli | 9223B-CO | COLITAG
3014 | E. Coli | 9223B-PA | COLILERT - PRESENCE/ABSENCE
3014 | E. Coli | 9223B-QT | COLILERT - QUANTITRAY
3014 | E. Coli | 991.15 | 991.15
3014 | E. Coli | CHROMOCULT MF AGAR | CHROMOCULT COLIFORM MF AGAR
3014 | E. Coli | COLISCAN | COLISCAN
3014 | E. Coli | COLISURE-5 | COLISURE - 5 TUBES
3014 | E. Coli | COLISURE-PA | COLISURE - PRESENCE/ABSENCE
3014 | E. Coli | COLITAG | COLITAG
3014 | E. Coli | Colilert | Colilert
3014 | E. Coli | Colilert-18 | Colilert-18
3014 | E. Coli | Colisure Test | Colisure Test
3014 | E. Coli | D5392-93 | D5392-93
3014 | E. Coli | E*COLITE | E*COLITE
3014 | E. Coli | Filter Membrane Method with M Medium | Filter Membrane Method with M Medium
3014 | E. Coli | M-COLIBLUE24 | M-COLIBLUE24
3014 | E. Coli | READYCULT 100 | READYCULT COLIFORMS 100
3014 | E. Coli | Tecta EC/TC.33 | Tecta EC/TC.33
3015 | Cryptosporidium | 1622 | Cryptosporidium in Water by Filtration/IMS/FA
3015 | Cryptosporidium | 1623 | Cryptosporidium and Giardia in Water by Filtration/IMS/FA
3015 | Cryptosporidium | 1623.1 | Filtration/Immunomagnetic Separation/Immunofluorescence Assay Microscopy
3028 | Coliphage (for GWR) | 1601 | 2 STEP ENRICHMENT P/A PROCEDURE
3028 | Coliphage (for GWR) | 1602 | SINGLE LAYER AGAR PROCEDURE
3100 | Coliform (TCR) | 1604 | MEMBRANE FILTER METHOD WITH MI AGAR
3100 | Coliform (TCR) | 303.1 | MEMBRANE FILTER
3100 | Coliform (TCR) | 307.1 | FERMENTATION TUBE - 10
3100 | Coliform (TCR) | 307.2 | FERMENTATION TUBE - 5
3100 | Coliform (TCR) | 307.3 | FERMENTATION TUBE - PRESENCE/ABSENCE
3100 | Coliform (TCR) | 9221A | Standard Total Coliform Fermentation Technique
3100 | Coliform (TCR) | 9221A-99 | Standard Total Coliform Fermentation Technique
3100 | Coliform (TCR) | 9221B | Standard Total Coliform Fermentation Technique
3100 | Coliform (TCR) | 9221B-10 | FERMENTATION TUBE - 10
3100 | Coliform (TCR) | 9221B-5 | FERMENTATION TUBE - 5
3100 | Coliform (TCR) | 9221B-99 | Standard Total Coliform Fermentation Technique
3100 | Coliform (TCR) | 9221C | Total Coliform Fermentation Technique
3100 | Coliform (TCR) | 9221C-99 | Standard Total Coliform Fermentation Technique
3100 | Coliform (TCR) | 9221D | FERMENTATION TUBE - PRESENCE/ABSENCE
3100 | Coliform (TCR) | 9221D-99 | FERMENTATION TUBE - PRESENCE/ABSENCE
3100 | Coliform (TCR) | 9222A | Total Coliform Membrane Filter Technique
3100 | Coliform (TCR) | 9222A-97 | Total Coliform Membrane Filter Technique
3100 | Coliform (TCR) | 9222B | MEMBRANE FILTER
3100 | Coliform (TCR) | 9222B-97 | Total Coliform Membrane Filter Technique
3100 | Coliform (TCR) | 9222C | MEMBRANE FILTER - DELAYED
3100 | Coliform (TCR) | 9222C-97 | Total Coliform Membrane Filter Technique
3100 | Coliform (TCR) | 9223 | ONPG-MUG Test
3100 | Coliform (TCR) | 9223B | Colilert®
3100 | Coliform (TCR) | 9223B-04 | Colilert-18®
3100 | Coliform (TCR) | 9223B-04 | Colisure®
3100 | Coliform (TCR) | 9223B-10 | COLILERT - 10 TUBES
3100 | Coliform (TCR) | 9223B-97 | 9223B-97
3100 | Coliform (TCR) | 9223B-97 | Colisure®
3100 | Coliform (TCR) | 9223B-CO | COLITAG
3100 | Coliform (TCR) | 9223B-PA | COLILERT - PRESENCE/ABSENCE
3100 | Coliform (TCR) | 9223B-QT | COLILERT - QUANTITRAY
3100 | Coliform (TCR) | CHROMOCULT MF AGAR | CHROMOCULT COLIFORM MF AGAR
3100 | Coliform (TCR) | COLISCAN | COLISCAN
3100 | Coliform (TCR) | COLISURE | COLISURE
3100 | Coliform (TCR) | COLISURE-5 | COLISURE - 5 TUBES
3100 | Coliform (TCR) | COLISURE-PA | COLISURE - PRESENCE/ABSENCE
3100 | Coliform (TCR) | COLITAG | COLITAG
3100 | Coliform (TCR) | Colisure Test | Colisure Test
3100 | Coliform (TCR) | E*COLITE | E*COLITE
3100 | Coliform (TCR) | M-COLIBLUE24 | M-COLIBLUE24
3100 | Coliform (TCR) | Modified Colitag | Modified Colitag
3100 | Coliform (TCR) | READYCULT 100 | READYCULT COLIFORMS 100
3100 | Coliform (TCR) | Tecta EC/TC .33 | Tecta EC/TC .33
4000 | Gross Alpha, Excl. Radon & U | 7110B | EVAPORATION METHOD FOR GROSS ALPHA-BETA
4000 | Gross Alpha, Excl. Radon & U | 7110C | Coprecipitation
4000 | Gross Alpha, Excl. Radon & U | 7110C-00 | 7110C-00
4000 | Gross Alpha, Excl. Radon & U | 900 | EVAPORATION METHOD FOR GROSS ALPHA-BETA
4000 | Gross Alpha, Excl. Radon & U | 900.0 | EVAPORATION METHOD FOR GROSS ALPHA-BETA
4000 | Gross Alpha, Excl. Radon & U | D1943-81 | EVAPORATION METHOD FOR GROSS ALPHA-BETA
4000 | Gross Alpha, Excl. Radon & U | EPA 00-02 | EPA 00-02
4000 | Gross Alpha, Excl. Radon & U | R-1120-76 | EVAPORATION METHOD FOR GROSS ALPHA-BETA
4002 | Gross Alpha, Incl. Radon & U | 7110B | EVAPORATION METHOD FOR GROSS ALPHA-BETA
4002 | Gross Alpha, Incl. Radon & U | 7110C | Coprecipitation
4002 | Gross Alpha, Incl. Radon & U | 7110C-00 | 7110C-00
4002 | Gross Alpha, Incl. Radon & U | 900 | EVAPORATION METHOD FOR GROSS ALPHA-BETA
4002 | Gross Alpha, Incl. Radon & U | CALCUL LAB | CALCULATED BY LABORATORY
4002 | Gross Alpha, Incl. Radon & U | D1943-81 | EVAPORATION METHOD FOR GROSS ALPHA-BETA
4002 | Gross Alpha, Incl. Radon & U | EPA 00-02 | EPA 00-02
4002 | Gross Alpha, Incl. Radon & U | R-1120-76 | EVAPORATION METHOD FOR GROSS ALPHA-BETA
4006 | Combined Uranium | 200.8 | INDUCTIVELY COUPLED PLASMA MASS SPECTROM
4006 | Combined Uranium | 3125 | ICP-MS
4006 | Combined Uranium | 7500-UB | RADIOCHEMICAL METHOD
4006 | Combined Uranium | 7500-UB-00 | 7500-UB-00
4006 | Combined Uranium | 7500-UC | ISOTOPIC METHOD
4006 | Combined Uranium | 7500-UC-00 | 7500-UC-00
4006 | Combined Uranium | 908 | RADIOCHEMICAL METHOD
4006 | Combined Uranium | 908.0 | 908.0
4006 | Combined Uranium | 908.1 | ISOTOPIC METHOD
4006 | Combined Uranium | D2907-97 | D2907-97
4006 | Combined Uranium | D3972-02 | D3972-02
4006 | Combined Uranium | D3972-09 | D3972-09
4006 | Combined Uranium | D3972-97 | D3972-97
4006 | Combined Uranium | D5174-02 | D5174-02
4006 | Combined Uranium | D5174-07 | Laser Phosphorimetry
4006 | Combined Uranium | D5174-97 | D5174-97
4006 | Combined Uranium | D5673-03 | D5673-03
4006 | Combined Uranium | D5673-05 | D5673-05
4006 | Combined Uranium | D5673-10 | D5673-10
4006 | Combined Uranium | D6239-09 | Alpha Liquid Scintillation Spectrometry
4006 | Combined Uranium | EPA 00-07 | EPA 00-07
4006 | Combined Uranium | Page 33 in EMSL LV 053917 | Page 33 in EMSL LV 053917
4006 | Combined Uranium | R-1180-76 | R-1180-76
4006 | Combined Uranium | R-1181-76 | R-1181-76
4006 | Combined Uranium | R-1182-76 | R-1182-76
4006 | Combined Uranium | U-02 | U-02
4006 | Combined Uranium | U-04 | U-04
4007 | Uranium-234 | 200.8 | INDUCTIVELY COUPLED PLASMA MASS SPECTROM
4007 | Uranium-234 | 3125 | ICP-MS
4007 | Uranium-234 | 7500-UB | RADIOCHEMICAL METHOD
4007 | Uranium-234 | 7500-UB-00 | 7500-UB-00
4007 | Uranium-234 | 7500-UC-00 | 7500-UC-00
4007 | Uranium-234 | 908 | RADIOCHEMICAL METHOD
4007 | Uranium-234 | 908.1 | ISOTOPIC METHOD
4007 | Uranium-234 | D2907-97 | D2907-97
4007 | Uranium-234 | D3972-02 | D3972-02
4007 | Uranium-234 | D3972-09 | D3972-09
4007 | Uranium-234 | D3972-97 | D3972-97
4007 | Uranium-234 | D5174-02 | D5174-02
4007 | Uranium-234 | D5174-07 | Laser Phosphorimetry
4007 | Uranium-234 | D5174-97 | D5174-97
4007 | Uranium-234 | D5673-03 | D5673-03
4007 | Uranium-234 | D5673-05 | D5673-05
4007 | Uranium-234 | D5673-10 | D5673-10
4007 | Uranium-234 | D6239-09 | Alpha Liquid Scintillation Spectrometry
4007 | Uranium-234 | EPA 00-07 | EPA 00-07
4007 | Uranium-234 | Page 33 in EMSL LV 053917 | Page 33 in EMSL LV 053917
4007 | Uranium-234 | R-1180-76 | R-1180-76
4007 | Uranium-234 | R-1181-76 | R-1181-76
4007 | Uranium-234 | R-1182-76 | R-1182-76
4007 | Uranium-234 | U-02 | U-02
4007 | Uranium-234 | U-04 | U-04
4008 | Uranium-235 | 200.8 | INDUCTIVELY COUPLED PLASMA MASS SPECTROM
4008 | Uranium-235 | 3125 | ICP-MS
4008 | Uranium-235 | 7500-UB | RADIOCHEMICAL METHOD
4008 | Uranium-235 | 7500-UB-00 | 7500-UB-00
4008 | Uranium-235 | 7500-UC-00 | 7500-UC-00
4008 | Uranium-235 | 908 | RADIOCHEMICAL METHOD
4008 | Uranium-235 | 908.1 | ISOTOPIC METHOD
4008 | Uranium-235 | D2907-97 | D2907-97
4008 | Uranium-235 | D3972-02 | D3972-02
4008 | Uranium-235 | D3972-09 | D3972-09
4008 | Uranium-235 | D3972-97 | D3972-97
4008 | Uranium-235 | D5174-02 | D5174-02
4008 | Uranium-235 | D5174-07 | Laser Phosphorimetry
4008 | Uranium-235 | D5174-97 | D5174-97
4008 | Uranium-235 | D5673-03 | D5673-03
4008 | Uranium-235 | D5673-05 | D5673-05
4008 | Uranium-235 | D5673-10 | D5673-10
4008 | Uranium-235 | D6239-09 | Alpha Liquid Scintillation Spectrometry
4008 | Uranium-235 | EPA 00-07 | EPA 00-07
4008 | Uranium-235 | Page 33 in EMSL LV 053917 | Page 33 in EMSL LV 053917
4008 | Uranium-235 | R-1180-76 | R-1180-76
4008 | Uranium-235 | R-1181-76 | R-1181-76
4008 | Uranium-235 | R-1182-76 | R-1182-76
4008 | Uranium-235 | U-02 | U-02
4008 | Uranium-235 | U-04 | U-04
4009 | Uranium-238 | 200.8 | INDUCTIVELY COUPLED PLASMA MASS SPECTROM
4009 | Uranium-238 | 3125 | ICP-MS
4009 | Uranium-238 | 7500-UB | RADIOCHEMICAL METHOD
4009 | Uranium-238 | 7500-UB-00 | 7500-UB-00
4009 | Uranium-238 | 7500-UC-00 | 7500-UC-00
4009 | Uranium-238 | 908 | RADIOCHEMICAL METHOD
4009 | Uranium-238 | 908.1 | ISOTOPIC METHOD
4009 | Uranium-238 | D2907-97 | D2907-97
4009 | Uranium-238 | D3972-02 | D3972-02
4009 | Uranium-238 | D3972-09 | D3972-09
4009 | Uranium-238 | D3972-97 | D3972-97
4009 | Uranium-238 | D5174-02 | D5174-02
4009 | Uranium-238 | D5174-07 | Laser Phosphorimetry
4009 | Uranium-238 | D5174-97 | D5174-97
4009 | Uranium-238 | D5673-03 | D5673-03
4009 | Uranium-238 | D5673-05 | D5673-05
4009 | Uranium-238 | D5673-10 | D5673-10
4009 | Uranium-238 | D6239-09 | Alpha Liquid Scintillation Spectrometry
4009 | Uranium-238 | EPA 00-07 | EPA 00-07
4009 | Uranium-238 | Page 33 in EMSL LV 053917 | Page 33 in EMSL LV 053917
4009 | Uranium-238 | R-1180-76 | R-1180-76
4009 | Uranium-238 | R-1181-76 | R-1181-76
4009 | Uranium-238 | R-1182-76 | R-1182-76
4009 | Uranium-238 | U-02 | U-02
4009 | Uranium-238 | U-04 | U-04
4010 | Combined Radium (-226 & -228) | 7500-RA | PRECIPITATION METHOD FOR RADIUM
4012 | Photon Emitters | 4.5.2.3 | 4.5.2.3
4012 | Photon Emitters | 7120 | Gamma Ray Spectrometry
4012 | Photon Emitters | 7120-97 | 7120-97
4012 | Photon Emitters | 7500-CS-B | 7500-CS-B
4012 | Photon Emitters | 7500-CS-B-00 | 7500-CS-B-00
4012 | Photon Emitters | 7500-I-B | 7500-I-B
4012 | Photon Emitters | 7500-I-B-00 | 7500-I-B-00
4012 | Photon Emitters | 901.0 | 901.0
4012 | Photon Emitters | 901.1 | 901.1
4012 | Photon Emitters | 902.0 | 902.0
4012 | Photon Emitters | D3649-06 | D3649-06
4012 | Photon Emitters | D3649-91 | D3649-91
4012 | Photon Emitters | D3649-98A | D3649-98A
4012 | Photon Emitters | D4785-00A | D4785-00A
4012 | Photon Emitters | D4785-08 | D4785-08
4012 | Photon Emitters | D4785-93 | D4785-93
4012 | Photon Emitters | Ga-01-R | Ga-01-R
4012 | Photon Emitters | Page 92 in EMSL LV 053917 | Page 92 in EMSL LV 053917
4012 | Photon Emitters | R-1110-76 | R-1110-76
4020 | Radium-226 | 304 | 304
4020 | Radium-226 | 305 | 305
4020 | Radium-226 | 7500-RA-B-01 | 7500-RA-B-01
4020 | Radium-226 | 7500-RA-C-01 | 7500-RA-C-01
4020 | Radium-226 | 7500-RAB | PRECIPITATION METHOD FOR RADIUM
4020 | Radium-226 | 7500-RAC | Radon emanation
4020 | Radium-226 | 903 | 903
4020 | Radium-226 | 903.0 | PRECIPITATION METHOD FOR RADIUM
4020 | Radium-226 | 903.1 | PRECIPITATION METHOD FOR RADIUM
4020 | Radium-226 | D2460-07 | D2460-07
4020 | Radium-226 | D2460-97 | D2460-97
4020 | Radium-226 | D3454-05 | D3454-05
4020 | Radium-226 | D3454-86 | PRECIPITATION METHOD FOR RADIUM
4020 | Radium-226 | D3454-97 | D3454-97
4020 | Radium-226 | GA | GA
4020 | Radium-226 | NY | NY
4020 | Radium-226 | Page 13 in EPA 600/4-75- 008 | Page 13 in EPA 600/4-75- 008
4020 | Radium-226 | Page 16 in EPA 600/4/- 75-008 | Page 16 in EPA 600/4/- 75-008
4020 | Radium-226 | Page 19 in EMSL LV 053917 | Page 19 in EMSL LV 053917
4020 | Radium-226 | R-1140-76 | R-1140-76
4020 | Radium-226 | R-1141-76 | PRECIPITATION METHOD FOR RADIUM
4020 | Radium-226 | Ra-03 | Ra-03
4020 | Radium-226 | Ra-04 | Ra-04
4020 | Radium-226 | Ra-05 | Ra-05
4030 | Radium-228 | 7500-RA-D-01 | 7500-RA-D-01
4030 | Radium-228 | 7500-RAD | SEQUENTIAL PRECIPITATION METHOD FOR RADI
4030 | Radium-228 | 904 | SEQUENTIAL PRECIPITATION METHOD FOR RADI
4030 | Radium-228 | 904.0 | SEQUENTIAL PRECIPITATION METHOD FOR RADI
4030 | Radium-228 | 904.4 | SEQUENTIAL PRECIPITATION METHOD FOR RADI
4030 | Radium-228 | GA | GA
4030 | Radium-228 | NJ | NJ
4030 | Radium-228 | NY | NY
4030 | Radium-228 | Page 19 in EMSL LV 053917 | Page 19 in EMSL LV 053917
4030 | Radium-228 | Page 24 in EPA 600/4-75- 008 | Page 24 in EPA 600/4-75- 008
4030 | Radium-228 | R-1142-76 | SEQUENTIAL PRECIPITATION METHOD FOR RADI
4030 | Radium-228 | Ra-05 | Ra-05
4100 | Gross Beta Particle Activity | 302 | Two-Dimensional Ion Chromatography (IC)
4100 | Gross Beta Particle Activity | 7110B | EVAPORATION METHOD FOR GROSS ALPHA-BETA
4100 | Gross Beta Particle Activity | 7110B-00 | 7110B-00
4100 | Gross Beta Particle Activity | 900 | EVAPORATION METHOD FOR GROSS ALPHA-BETA
4100 | Gross Beta Particle Activity | 900.0 | EVAPORATION METHOD FOR GROSS ALPHA-BETA
4100 | Gross Beta Particle Activity | D1943-81 | EVAPORATION METHOD FOR GROSS ALPHA-BETA
4100 | Gross Beta Particle Activity | EPA 00-01 | EPA 00-01
4100 | Gross Beta Particle Activity | Page 1 in EMSL LV 053917 | Page 1 in EMSL LV 053917
4100 | Gross Beta Particle Activity | Page 1 in EPA 600/4-75-008 | Page 1 in EPA 600/4-75-008
4100 | Gross Beta Particle Activity | R-1120-76 | EVAPORATION METHOD FOR GROSS ALPHA-BETA
4101 | Man-made beta particle & photon emitters | 7110B | EVAPORATION METHOD FOR GROSS ALPHA-BETA
4101 | Man-made beta particle & photon emitters | 900.0 | EVAPORATION METHOD FOR GROSS ALPHA-BETA
4101 | Man-made beta particle & photon emitters | CALCUL LAB | CALCULATED BY LABORATORY
4102 | Tritium | 306 | 306
4102 | Tritium | 7500-3H-B-00 | 7500-3H-B-00
4102 | Tritium | 7500-3HB | LIQUID SCINTILLATION SPECTROPHOTOMETRIC
4102 | Tritium | 906 | LIQUID SCINTILLATION SPECTROPHOTOMETRIC
4102 | Tritium | D2476-81 | LIQUID SCINTILLATION SPECTROPHOTOMETRIC
4102 | Tritium | D4107-08 | D4107-08
4102 | Tritium | D4107-91 | D4107-91
4102 | Tritium | D4107-98(Reapproved 2002) | D4107-98(Reapproved 2002)
4102 | Tritium | EPA H-02 | EPA H-02
4102 | Tritium | Page 34 in EPA 600/4-75- 008 | Page 34 in EPA 600/4-75- 008
4102 | Tritium | Page 87 in EMSL LV 053917 | Page 87 in EMSL LV 053917
4102 | Tritium | R-1171-76 | LIQUID SCINTILLATION SPECTROPHOTOMETRIC
4109 | Gross Alpha Particle Activity | 7110B | EVAPORATION METHOD FOR GROSS ALPHA-BETA
4109 | Gross Alpha Particle Activity | 7110C | Coprecipitation
4109 | Gross Alpha Particle Activity | 7110C-00 | 7110C-00
4109 | Gross Alpha Particle Activity | 900 | EVAPORATION METHOD FOR GROSS ALPHA-BETA
4109 | Gross Alpha Particle Activity | D1943-81 | EVAPORATION METHOD FOR GROSS ALPHA-BETA
4109 | Gross Alpha Particle Activity | EPA 00-02 | EPA 00-02
4109 | Gross Alpha Particle Activity | R-1120-76 | EVAPORATION METHOD FOR GROSS ALPHA-BETA
4172 | 38-Strontium-89 | 7500-SRB | SR-89 AND SR-90
4172 | 38-Strontium-89 | 905 | 905
4172 | 38-Strontium-89 | E-SR-01 | DEPT OF ENERGY
4174 | 38-Strontium-90 | 7500-SRB | SR-89 AND SR-90
4174 | 38-Strontium-90 | 905.0 | LIQUID SCINTILLATION SPECTROPHOTOMETRIC
4174 | 38-Strontium-90 | E-SR-01 | DEPT OF ENERGY
4264 | 53-Iodine-131 | 901.1 | 901.1
4270 | 55-Cesium-134 | 901.0 | 901.0
4270 | 55-Cesium-134 | 901.1 | 901.1
4276 | 55-Cesium-137 | 901.1 | 901.1
7240 | alpha-Chlordane | 525.2 | ORGANICS, GC/MS, LIQ/SOLEXT, CAPCOLUMN
7245 | gamma-Chlordane | 525.2 | ORGANICS, GC/MS, LIQ/SOLEXT, CAPCOLUMN