## Sheet1
Last Updated - 7/15/21
Town | Address | Tower Type | Owner | Height | Comments | carrier_1 | carrier_2 | carrier_3 | carrier_4 | carrier_5 | carrier_6 | carrier_7 | carrier_8 | carrier_9
Andover | *** Bunker Hill Rd | monopole | American Tower | 180 | 2 new, 2 future equipments on concrete pad | Sprint @ 168' | T-Mobile @ 148' | Verizon @ 158' | Cingular @ 137'
Andover | *** Route * | monopole | Crown Castle | 150 | d0242 | Cingular/AT&T @ 150' | T-Mobile @ 140' | Verizon @ 130'
Andover | Hebron Road | power mount | CL&P | 82 | p0665 | Cingular/AT&T @ 82'
Ansonia | * Deerfield Lane | monopole | SBA | 169 | d0340 | T-Mobile @ 167' | Verizon @ 157' | Cingular @ 147' | DISH @ 117' | Sprint @ 127'
Ansonia | ** Birchwood Drive | gl | Radio Communications Corp. | 60 |  | MetroPCS @ 55.5'
Ansonia | ** West Main Street |  |  | 45' | Arms Building City of Ansonia
Ansonia | ** Wakelee Street | self-supporting lattice | American Tower | 196 |  | Sprint @ 184' | Verizon @ 178' | Nextel @ 198' | Cingular @ 167' | T-Mobile @ 148'
Ansonia | ** South Cliff Street | rooftop | First Congregation Church | 94' |  | Sprint @ 94'
Ansonia | *** East Main Street | rooftop |  |  |  | Nextel @ 66'
Ansonia | ** South Cliff Street | church steeple | Christ Episcopal Church |  |  | T-Mobile @ 92'
Ansonia | ** Finney Street | rooftop |  | 80' | Prendergast School
Ansonia | ** Pulaski Highway | wood utility pole | UI | 79 | p0437 - pole originally proposed for Coe Lane; relocated to Hilltop Hose Co. No. 5
Ashford | *** Ashford Center Road | monopole | Verizon | 120 | d0341 | Verizon @ 120'
Ashford | ** Seles Road (** Seles Rd) | guyed lattice | Raymond Baker | 190 |  | Sprint @ 170' | Verizon @ 190' | Cingular/AT&T @ 140'
Ashford | ***-*** Ashford Center Road | monopole | SBA | 180 | d0239; Certificate transferred from Tower Ventures/National Grid/Lightower on 1/8/09 | T-Mobile @ 177' | Cingular/AT&T @ 167'
Ashford | ** Janoski Road | self-supporting lattice | Crown Castle | 190 | Ference Rd - Sky Hill Tower | Verizon @ 180' | T-Mobile @ 151.8' | Cingular @ 140' | MetroPCS @ 160' | Sprint @ 190'
Ashford | *** Pumpkin Hill Rd | self-supporting lattice | American Tower | 240 | p1121 replaces 300' gl tower appved underd043.1 with 240' ssl tower | Verizon @ 240' | AT&T @ 198' | Tolland County mutual aid @ 224', 227'
Ashford | ** Knowlton Hill Road | monopole | SBA | 150 | d0291; Certificate transferred from Tower Ventures/National Grid/Lightower | T-Mobile @ 147' | AT&T @ 137' | Verizon @ 127'
Avon | ** Redwood Lane | monopole | SBA Towers | 105 |  | T-Mobile @ 105' | Cingular/AT&T @ 100' | MetroPCS @ 77' | Sprint @ 87'
Avon | *** Darling Drive | water tank | Avon Water Co. | 123' | carriers: AT&T, Verizon, Cingular, Nextel, T-Mobile | Verizon @ 123' | Nextel @ 102' | T-Mobile @ 105'
Avon | *** Simsbury Road | rooftop | Verizon | 48 | P1334; small cell in faux chimney on roof of the Residence at Brookside building | Verizon @ 48'
Avon | *** Thompson Road | utility pole | Verizon | 34 | small cell | verizon @ 34'
Avon | *** Lovely Street | monopole | Cingular (AT&T) | 110 | d0373, internally mounted antennas | Cingular @ 107', 99', 91' | MetroPCS @ 75'
Avon | ** Ridgewood Road | water tank | Avon Water Co. | 66 | carriers: AT&T, Verizon | Cingular @ 55' | Verizon @ 66'
Avon | *** West Main Street | in-building IP access |  |  | Walmart | T-Mobile
Avon | *** Huckleberry Hill Road | other (wood) | SBA | 100 | d0297 | Sprint @ 100' | Cingular @ 90' | T-Mobile @ 80'
Avon | *** Deercliff Road | guyed lattice | Merideth Corporation | 435 | 3 towers at site. 2 self-supporting lattice and 1 guyed lattice.
Avon | *** Deercliff Road | guyed lattice | Crown Castle | 560 |  | Nextel @ 260' | T-Mobile @ 250' | marcus @ 280' | lightsquared @ 557' | AT&T @ 200'
Avon | *** West Main Street | Flagpole | T-Mobile | 48.5' | Avon Marketplace | T-Mobile @ 20'
Avon | *** West Main Street | rooftop |  |  | Avon Marketplace; different location from flagpole tower in parking lot | T-Mobile @ 47'
Avon | ** Darling Drive | rooftop | Sprint/Nextel
Avon | ** Montevideo Road | self-supporting lattice | Monte LLC (Henry Zachs)/Message Center Mgmt | 150' |  | Sprint @ 147' | T-Mobile @ 137'
Avon | Waterville Road | utility pole | Verizon | 33.17 | small cell; adjacent to 41 Guernsey Lane | Verizon @ 33'
Avon | West Main Street | utility pole | Verizon | 36.8 | small cell; adjacent to 328 West Main Street | Verizon @ 36.8'
Barkhamsted | ** Gavitt Road | monopole | SBA | 170 | d0387 | AT&T @ 167' | Verizon @ 157'
Barkhamsted | * Old Farm Road | monopole | Verizon | 145 | d0305 | Verizon @ 145' | Cingular @ 135' | T-Mobile @ 125'
Barkhamsted | Rust Rd (** New Hartford Road) | monopole | Cellco | 144 | d0182/182A | Sprint @ 144' | AT&T @ 114' | Verizon @ 131' | T-Mobile @ 101'
Beacon Falls | *** Pent Road | power mount | CL&P | 82 | p0403; CL&P structure 326 | Sprint @ 97.6'
Beacon Falls | ** Lopus Road | monopole | Beacon Falls | 150 | Town Garage | Cingular @ 145' | T-Mobile @ 135' | MetroPCS @ 125' | Verizon @ 115'
Beacon Falls | ** Rice Lane | monopole | SBA | 160 | p0911 - Verizon raises height of tower 10 feet | T-Mobile @ 140' | Cingular/AT&T @ 132' | Verizon @ 162' | Sprint @ 150'
Beacon Falls | *** Rimmon Hill Rd | monopole | American Tower | 170 | d0173/p0557 | Cingular @ 160' | Verizon @ 150' | Nextel @ 137.5'
Beacon Falls | ** Wolfe Avenue | steeple |  |  |  | T-Mobile @ 45'
Berlin | *** Harding Street | smokestack |  |  |  | Sprint @ 73'
Berlin | **** Wilbur Cross Highway (Berlin Tpke) | monopole | Berlin Fire Dept | 180 |  | Sprint @ 150' | Cingular/AT&T 168' | T-Mobile @ 160' | Verizon @ 118'
Berlin | **** Chamberlain Highway | monopole | Sprint | 133 | three equipment cabinets | Nextel @ 113' | T-Mobile @ 105' | Verizon @ 95' | Cingular @ 133' | Sprint @ 123'
Berlin | *** New Park Drive | other | TCI Cable |  | (d0172) 6-6.1 meter dishes, 6-4.5 meter dishes
Berlin | **** Wilbur Cross Hwy (Kensington) | rooftop |  |  |  | Cingular @ 28' | Verizon @ 29.9'
Berlin | *** Kensington Road | monopole | Town of Berlin/Crown Castle | 190 | 2 new Nortel S8000 cabinets | Sprint @ 118' | Cingular @ 149' | T-Mobile @ 181' | Verizon @ 160'
Berlin | *** Beckley Rd | monopole | SCLP/ mnged by American Tower | 150 | d0040.1 | Cingular @ 150' | Sprint @ 127' | T-Mobile @ 142' | Verizon @ 116' | Nextel @ 96'
Berlin | Patterson Way | utility pole | Verizon | 23 | small cell; across from 139 Patterson Way | Verizon @ 23.5'
Bethany | *** Amity Rd/Troop I | self-supporting lattice | DPS | 180 |  | DPS @ 95-180' | T-Mobile @ 143'
Bethany | *** Amity Rd | monopole | Crown Castle | 150 | d0168 | Cingular @ 150' | Sprint @ 130' | MetroPCS @ 120' | Verizon @ 140'
Bethany | * Meyers Rd aka ** Old Amity Road | self-supporting lattice | American Tower Management, Inc | 338 |  | metricom @ 165' | Verizon @ 180' | Nextel @ 250' | Cingular/AT&T 165' | T-Mobile @ 220' | US Coast Guard @ 220' | light squared @ 326' | Sigfox @ 147' | Sprint @ 240'
Bethel | ** Francis J. Clarke Circle | monopole | SBA | 155 | Nextel on tower @ 146' | Nextel @ 146' | Cingular/AT&T @ 125' | Sprint @ 157' | Verizon @ 136' | T-Mobile @ 117'
Bethel | *** Walnut Hill Road | church steeple |  | 46.5'
Bethel | *** Greenwood Avenue | rooftop | English Brothers, LLC | 36 | AT&T @ 38
Bethel | *** Old Hawleyville Road | utility pole | Verizon | 31 | small cell | verizon @ 31'
Bethel | *** Greenwood Avenue | steeple |  |  | church of Bethel | T-Mobile @ 78'
Bethel | ** Shelley Road | power mount | CL&P | 77.5 | (p0577) equipment shelter on 10x25 platform | Sprint @ 93'
Bethel | ** Spring Hill Lane | monopole | Blue Sky Towers | 125 | (d0288) other users: Bethel PD, Thomas Refuse, Utility Communications, Valley Communications, Yankee Gas; tower replaced 90' guyed lattice tower formerly on same property | Cingular/AT&T @ 125' | Sprint @ 115' | T-Mobile @ 105' | Nextel @ 85' | Verizon @ 92'
Bethel | ** Codfish Hill Rd (** Codfish Hill Rd) | monopole | Tarpon Towers | 150 | d0458; Transfer of Certificate to Tarpon Towers, LLC on 05/09/19 | Verizon @ 150'
Bethel | * Stony Hill Rd | power mount | CL&P | 140 | p0479 three more cabinets at base | Nextel @ 156' | Cingular/AT&T @ 145'
Bethel | * Chimney Drive | power mount | CL&P | 150 | (p0457) 4.5" dia pipe extension, Structure # 10256 | T-Mobile @ 173'
Bethel | * Sky Edge | power mount | CL&P | 150 | p0515 | Sprint @ 157'
Bethel | Stony Hill Road | utility pole | Verizon | 34 | small cell; Route 6 adjacent to 46 Stony Hill Road | Verizon @ 34.4'
Bethlehem | ** Main Street | church steeple | First Church of Bethlehem | 71 |  | Verizon @ 71'
Bethlehem | ** Main Street South | tower | Bethlehem Public Works and Public Safety | 100'
Bethlehem | *** Watertown Road | monopole | SBA | 199 |  | Nextel @ 185' | AT&T @ 165' | Verizon @ 175' | Sprint @ 195' | T-Mobile @ 155'
Bloomfield | *** Filley Street | monopole |  | 95' | carrier: T-Mobile | T-Mobile @ 95'
Bloomfield | **** Blue Hills Avenue | self-supporting lattice | SBA | 130 |  | T-Mobile @ 127' | Sprint @ 87' | Cingular @ 97' | xm satellite @ 126' (33' dish) | Verizon @ 110'
Bloomfield | **** Blue Hills Avenue | steeple | First Cathedral |  |  | T-Mobile @ 93'
Bloomfield | ** Burr Road | monopole | SBA | 140 | d0379; tower extended 10 feet under P1020 | T-Mobile @ 127' | Verizon @ 117' | MetroPCS @ 137' | clearwire @ 97' | AT&T @ 107'
Bloomfield | *** Duncaster Road | power mount | CL&P | 87 | p0472 - install 17 pipe mast on existing transmission tower | T-Mobile @ 100' and 95'
Bloomfield | ** East Dudley Town Road | water tank | SBA Communications | 150' |  | Cingular @ 125' | Sprint @ 124' | T-Mobile @ 125'
Bloomfield | **** Day Hill Road | monopole | American Towers LLC | 110 | d0416; | Verizon @ 110' | T-Mobile @ 100'
Bloomfield | ** Brewer Street (Bloomfield Cemetery) | monopole | Sprint | 120 | use existing equipment shelter | Cingular @ 100' | T-Mobile @ 107' | Verizon @ 87' | Sprint @ 120'
Bloomfield | ** Brae Burnie Lane | flagpole | T-Mobile | 120' | carrier: T-Mobile | T-Mobile @ 70'
Bloomfield | ** Montevideo Rd., Talcott Mtn | self-supporting lattice | DPS | 60 | Replace existing 60' tower and equipment shelter | DPS @ 60'
Bloomfield | Gibraltar Lane - f/k/a Talcott Mtn - *** Montevideo Drive | self-supporting lattice | Talcott Mtn Science Center | 78 | d0107 | Verizon @ 55' | AT&T @ 70'
Bloomfield | ** East Dudley Town Road | in-building IP access |  |  | office building | T-Mobile
Bloomfield | *** Park Avenue | monopole | Town of Bloomfield | 140 | equipment in existing multi-user shelter | T-Mobile @ 135' | Verizon @ 109' | Nextel @ 95' | Sprint @ 115'
Bloomfield | * Hoskins Rd. (St. Andrews Road) | self-supporting lattice | CL&P/NU | 185 | d0158 - original approval; P1112 existing 180' tower replaced by 185' ssl tower | Cingular @ 161' | Sprint @ 80' | Verizon @ 150' | T-Mobile @ 140' | town police @ var. | DESPP @ 183'
Bloomfield | *** Blue Hills Avenue | monopole | verizon | 110 | d0336 | Verizon @ 110 | clearwire @ 95'
Bloomfield | *** Cottage Grove Road | in-building IP access |  |  | MetLife Insurance office building | T-Mobile
Bolton | ** Carpenter Road | monopole | SBA | 140 | d0323 | AT&T @110' | T-Mobile @ 127' | Verizon @ 139' | Sprint @ 117' | MetroPCS @ 97'
Bolton | *** Vernon Rd | guyed lattice | Mountaintop Enterprises | 280 |  | AT&T/SCLP @ 164' | Eversource @ var hts | Verizon @ 121' | T-Mobile @ 180'
Bolton | *** Vernon Rd | guyed lattice | Mountaintop Enterprises | 150 |  | Sprint @ 148' | T-Mobile @ 130'
Bolton | *** Boston Tpke | self-supporting lattice | United Cable TV Corp | 63 | d033 | united cable tv corp @ 48'
Bolton | *** Box Mountain | self-supporting lattice | Marcus Communications | 450 |  | mediaflo @ 379' | MetroPCS @ 200' | Clearwire @ 150'
Bolton | ** South Street | monopole | Crown Castle | 120 | d0240 | Cingular/AT&T @ 120' | MetroPCS @ 99' | Verizon @ 107'
Bozrah | *** Gifford Lane | self-supporting lattice | SBA Towers | 193 | assoc. equipment: 6 TTAs, 3 CSS combiners | Verizon @ 165' | T-Mobile @ 193' | Cingular @ 182'
Bozrah | * Polly Lane | guyed lattice | Cordless Data Transfer | 185 |  | Sprint @ 150' | Cingular @ 192' | Verizon @ 138'
Branford | ** Sylvia Street | monopole | Crown Castle | 125 | add 2 equipment cabinets | Cingular @ 100' | T-Mobile @ 122.5' | MetroPCS @ 112'
Branford | *** Pine Orchard Road | monopole | American Towers LLC | 125 | d0386 | T-Mobile @ 122' | AT&T @ 112' | Verizon @ 102'
Branford | *** North Main St | monopole | Crown Castle | 150 | p0887 adds 10' extension | metricom @ 135' | Cingular @ 110' | pagenet @ 95' | Nextel @ 135' | tmobile @ 125' | MetroPCS @ 157'
Branford | *** Short Beach Road | monopole | American Towers LLC | 120 | d0427 | AT&T @ 120' | Verizon @ 110'
Branford | *** North Main St | monopole | Crown Castle | 110 | d0122 | Verizon @ 110'
Branford | *** Totoket Road | rooftop |  | 48 |  | AT&T @ 48'
Branford | ** Acorn Rd | monopole | Crown Castle | 150 |  | Nextel @ 120' | Cingular @ 105' | Verizon @ 116'
Branford | *** Pine Orchard Road | utility pole | Verizon | 36 | small cell | Verizon @ 36.4'
Branford | ** Laurel Street | monopole | Town of Branford | 75' |  | Cingular @ 112'
Branford | * Beaver Rd | self-supporting lattice | American Tower | 125 | d044.1 | Cingular @ 113' | AT&T/SCLP @ 132' | Verizon @ 110'
Branford | *** East Main Street | wood pole | Eversource | 50 | Petition No 1428 | Eversource @49'
Branford | *** Brushy Plain Rd | monopole | SCLP | 154 |  | T-Mobile @ 140' | Verizon @ 110' | Cingular @ 153'
Branford | ** Maple Street | smoke stack |  | 100' | carrier T-Mobile | T-Mobile @ 96' | Sprint @ 85'
Branford | ** Hosley Avenue | monopole |  | 150 | add 2 Nortel S8000 cabinets | T-Mobile @ 150'
Branford | Off Leetes Island Road | self-supporting lattice | DESPP | 100 | Petition No1435 | DESPP @ 100' | Town of Branford @100' & 70' | Town of Guilford @ 60' | DOT @ 24.5
Branford | *** Leetes Island Road | stealth water tank | Verizon | 109 | d0413 | Verizon @ 90' | AT&T @ 100' | T-Mobile @ 80'
Branford | ** Block Island Road | utility pole | Verizon | 22 | small cell | Verizon @ 22'
Branford | *** West Main St | monopole | Crown Castle | 130 |  | Verizon @ 110' | Cingular/AT&T @ 100' | T-Mobile @ 130' | Sprint/Nextel @ 120
Bridgeport | * Atlantic Street | rooftop | PSEG Power
Bridgeport | * Lincoln Blvd | stadium light pole | City of Bridgeport - Central High School |  |  | Sprint @ 95'
Bridgeport | ** Whiting Street | rooftop |  |  | nextel - 4 antennas | Nextel @ 119' | T-Mobile @ 130'
Bridgeport | **** Connecticut Ave | monopole | American Tower | 130 | p0522 | T-Mobile @ 120' | xm satellite @ 110' | MetroPCS new york @ 98' | Cingular/AT&T 100' | Cingular @ 110' | Sprint/Nextel @ 126' | Sigfox @ 88'
Bridgeport | *** Washington Avenue (Wash. Hts. Apts) | rooftop |  |  | t-mobile - 9 antennas (washington heights apts.) | T-Mobile @ 98' | MetroPCS @ 83'
Bridgeport | *** Huntington Tpke | rooftop | Message Center Mgmt | 125' | Verizon - 12 antennas; Cingular - 9 antennas | Cingular @ 100' | Verizon @ 182' | T-Mobile @ 98'
Bridgeport | *** Park Avenue (** University Ave.) | rooftop |  |  | sprint - 6 antennas | Sprint @ 119' | T-Mobile @ 140'
Bridgeport | **** Boston Avenue | utility pole | Verizon | 35 | along Bond St. at intersection w/ Stewart St.; small cell | Verizon @ 35.8'
Bridgeport | **** Chopsey Hill Rd/(**** Trumbull Ave.) | self-supporting lattice | Global Tower Partners | 240 | p0512 | Verizon @ 145' | Cingular/AT&T @ 165' | northcoast @ 80' | T-Mobile @ 202' | marcus @ (237', 247', 217') | MetroPCS @ 210' | clearwire @ 180'
Bridgeport | **** Main Street | rooftop | Kapetan Assocs. |  |  | Nextel | T-Mobile @ 91'
Bridgeport | **** Central Avenue (Tower II Apts) | rooftop |  |  | T-Mobile- 9 antennas; Sprint - 6 antennas | Sprint @ 108' | T-Mobile @ 85'
Bridgeport | **** Boston Avenue (**-*** N. Ridgefield Ave) | rooftop |  |  |  | MetroPCS @ 50' | Sprint @48'
Bridgeport | **** Boston Avenue | steeple |  |  |  | T-Mobile @ 66'
Bridgeport | **** East Main Street |  |  |  | 9 antennas | T-Mobile @ 45'
Bridgeport | **** Noble Ave | flagpole | t-mobile | 120 | tower on grounds of Beardsley Zoo | Nextel @ 89.5, 84.5 | T-Mobile @ 107, 117' | Sprint/Nextel @ 96'
Bridgeport | * Kaechele Place | monopole | Crown Castle | 156 | d045.1 | Cingular @ 155' | Cingular/AT&T @ 140' | Verizon @ 100'
Bridgeport | *** Main Street | steeple |  |  | t-mobile - 9 antennas | T-Mobile @ 49' | Verizon @ 80'
Bridgeport | *** Evergreen Street | monopole | Blue Sky Towers | 135 | d464 replacement structure | AT&T @ 130' | Sprint @ 120' | T-Mobile @ 110'
Bridgeport | **** North Avenue | rooftop |  |  | cingular - 12 ant.; Sprint - 6 ant.; northcoast - app. Not installed | Cingular @ 100' | Sprint @ 98' | Nextel @ 100' | MetroPCS @ 90'
Bridgeport | **** North Avenue | rooftop |  | 90 |  | Nextel @ 90' | Verizon @ 100/94'
Bridgeport | **** Park Avenue | rooftop |  |  |  | Verizon @ 129.9'
Bridgeport | **** Park Avenue | rooftop | Message Center Mgmt | 150' | T-Mobile - 9 antennas; Cingular/AT&T | Cingular @ 165' | T-Mobile @ 156' | Sprint @ 135'
Bridgeport | *** Grant Street | rooftop | Bridgeport Hospital |  |  | Verizon @ 144' | Sprint @ 140'
Bridgeport | *** Warren (** Austin Street/aka *** Myrtle St. ) | rooftop | First Macadams LLC |  |  | Verizon @ 75'
Bridgeport | *** Oxbrook Road | power mount | CL&P | 86 | p0406 | T-Mobile @ 94'
Bridgeport | **** Fairfield Avenue | smokestack | Bridgeport Garden Apartments | 87 | p0967 - Clearwire installs antennas inside stealth smokestack reconstruction | clearwire @ 81'
Bridgeport | *** Maplewood | rooftop |  |  |  | T-Mobile @ 68' | Verizon @ 128/123'
Bridgeport | **** Main Street | flagpole on bldg. |  |  | 9 antennas | T-Mobile @ 56'
Bridgeport | *** Wordin Avenue | rooftop |  |  |  | Verizon @ 60'
Bridgeport | ** Congress | rooftop
Bridgeport | ** Washburn Street | billboard
Bridgeport | **** Park Avenue | rooftop |  |  |  | Cingular @ 121' | Sprint @ 116/127/117' | T-Mobile @ 144' | Verizon @ 90.6' | MetroPCS @ 120'
Bridgeport | *** North Avenue | concrete silo |  |  | (Bridgeport says on side of WT) cingular - 9 ant.; Sprint 6 ant.; Nextel - 4 ant.; northcoast - app not installed | Cingular @ 100' | Sprint @ 98' | Nextel @ 92' | T-Mobile @ 90'
Bridgeport | *** Main Street | rooftop | ESM Holdings |  |  | MetroPCS @ 130'
Bridgeport | *** Horace Street | monopole | Tarpon Towers II | 90 | D479 | Verizon @ 90' | T-Mobile @ 80'
Bridgeport | **** Main Street | rooftop |  |  |  | T-Mobile @ 122' | Verizon @ 54'
Bridgeport | *** Charles Street | rooftop |  |  |  | T-Mobile @ 49'
Bridgeport | *** John Street | building mount/lattice | AT&T/SCLP | 40 | 7th floor, side of building | Cingular @ 40'
Bridgeport | *** Boston Avenue | utility pole | Verizon | 29 | small cell | Verizon @ 29.3'
Bridgeport | *** Newfield Avenue | billboard |  |  |  | T-Mobile @ 10'
Bridgeport | *** Barnum Avenue | rooftop |  |  |  | MetroPCS @ 83' | Verizon @ 95' | Sprint @ 80'
Bridgeport | ** Cannon Street | rooftop |  |  |  | Verizon @ 50'
Bridgeport | *** Broadbridge Road | flagpole | verizon | 100 | D472 | Verizon @ 92 & 82'
Bridgeport | *** Newfield Ave. | billboard |  |  |  | Sprint @ 69.2'
Bridgeport | *** Newfield Avenue | rooftop |  |  |  | Verizon @ 54' | T-Mobile @ 64'
Bridgeport | ** Congress St. | wood utility pole | UI |  | (p0437) Transmission structure
Bridgeport | *** Norman Street (***-*** Norman Street) | rooftop | BPT Rotary Club Housing |  | xm satellite radio - 2 antennas | xm sat radio | Sprint @ 126'
Bridgeport | *** Pine St | self-supporting lattice | RCSC | 250 |  | T-Mobile @ 180' | metricom @ 124' | Nextel @ 96' | Verizon @ 110' | MetroPCS new york @ 126' | Sprint/Nextel @ 240'
Bridgeport | ** Ocean Terrace | rooftop |  |  |  | T-Mobile @ 69'
Bridgeport | *** Palisade Avenue | utility pole | Verizon | 36 | small cell | Verizon @ 36.2'
Bridgeport | ** Cartright Street | rooftop |  |  | t-mobile - 9 antennas | T-Mobile @ 95'
Bridgeport | *** East Washington Ave. | rooftop |  |  | 9 antennas | T-Mobile @ 77'
Bridgeport | *** Barnum Avenue | rooftop | REMGRIT Realty |  | 9 antennas removed
Bridgeport | *** Arctic Street | rooftop |  |  | cingular - 12 antennas | Cingular @ 128'
Bridgeport | *** Main Street | rooftop |  |  | 9 antennas | Cingular @ 100' | Sprint @ 127' | T-Mobile @ 100'
Bridgeport | *** Fairfield Avenue | rooftop |  |  |  | T-Mobile @ 60'
Bridgeport | Bridgeport Harbor Gen. Station | other | United Illuminating | 508 | (p0127) Mount FM ant. on to top of smoke stack #3 | WEBE Radio @ 470'
Bridgeport | Broad Street | utility pole | Verizon | 32 | across from inter. w/ Linden Ave.; small cell | Verizon @ 32.4'
Bridgeport | Spring Street | utility pole | Verizon | 37 | adjacent to 850 Williams St.; small cell | Verizon @ 37.3'
Bridgeport | Soundview Avenue | utility pole | Verizon | 36 | small cell; adjacent to 314 Soundview Ave | Verizon @ 36'
Bridgeport | Vine Street | utility pole | Verizon | 36 | adjacent to 144 Coleman St. | Verizon @ 36.5'
Bridgewater | *** Second Hill Road | monopole | AT&T | 160 | d0437 | AT&T @ 157'
Bridgewater | ** Wewaka Brook Road | monopole | SBA | 170 | d0412 | AT&T @ 166'
Bridgewater | **-*** Second Hill Road | monopole | State of Connecticut | 110
Bristol | **** Terryville Avenue | flagpole | Verizon | 120 | Pequabuck Golf Club | Verizon @ 117' | Verizon @ 107'
Bristol | *** Queen Street | utility pole | Verizon | 31 | small cell | Verizon @ 31'
Bristol | *** North Main Street | rooftop |  |  |  | Sprint @ 96'
Bristol | *** Broad Street | rooftop |  |  |  | Cingular @ 140' | T-Mobile @ 155' | MetroPCS @ 140'
Bristol | ** Maple Street | steeple |  |  | 1st Congregational Church | Nextel @ 78' | T-Mobile @ 66'
Bristol | ** Valley Street (*th floor) | rooftop |  |  |  | Verizon @ 87.9'
Bristol | *** Center Street | steeple |  |  | St. Joseph's Church | Cingular @ 86'
Bristol | *** Terryville Avenue | monopole | AT&T | 170 | d0250 | Cingular/AT&T @ 170' | Sprint @ 150' | Verizon @ 140' | MetroPCS @ 156'
Bristol | *** Middle Street | smokestack | Inland Private Capital Corp | 127 | Superior Business Center | Sprint/Nextel @ 97' | AT&T @ 120'
Bristol | *** Stevens Street | water tank |  |  | City of Bristol, North East School | Sprint @ 97'
Bristol | *** Broad Street | smokestack |  |  | Gaski Realty | Sprint @ 126'
Bristol | *** Farmington Avenue | small cell | Verizon | 35 | p1306 | Verizon @ 33'
Bristol | ** East Main Street | rooftop |  |  |  | AT&T @ 91' | Verizon @ 78' | Sprint @ 57'
Bristol | *** Birch Street | in-building IP access |  |  | ESPN | T-Mobile
Bristol | *** Burlington Avenue | utility pole | Verizon | 36 | small cell | Verizon @ 36'
Bristol | *** Willis St | monopole | American Tower | 120 | remove two existing 80' gl towers for new 120'. South Mtn | MetroPCS @ 100' | AT&T @ 124'
Bristol | *** Willis St | self-supporting lattice | CL&P | 125 |  | T-Mobile @ 123'
Bristol | ** Princeton Drive | water tank |  |  | City of Bristol | AT&T @ 100' | Verizon @ 100' | T-Mobile @ 90'
Bristol | ** Farmington Avenue | small cell | Verizon | 16.9 | small cell on building designed to look like exhaust stack | Verizon @ 26.5
Bristol | ** Main St | building mount | AT&T | 44 | p079.1 replace 1-10' dish with 1-12' dish | AT&T @ 52'
Bristol | *** Farmington Avenue | flagpole | Crown Castle | 120 |  | T-Mobile @ 120' | MetroPCS @ 98'
Bristol | **** Farmington Ave | monopole | Nextel | 150 | Nextel on tower @ 147.5' | Nextel @ 130' | T-Mobile @ 130'
Bristol | **** Farmington Avenue | in-building IP access |  |  | Walmart | T-Mobile
Bristol | *** Willis St | self-supporting lattice | Comcast | 120
Bristol | Jasmine Street | utility pole | Verizon | 30 | small cell; adjacent to 45 Jasmine Street | Verizon @ 30'
Bristol | Wolcott Street | utility pole | Verizon | 37 | small cell; adjace to 480 Wolcott Street | Verizon @ 37'
Brookfield | *** Pocono Road | monopole | Homeland Towers | 150 | D467 | Verizon @ 148'
Brookfield | ** Candlewood Lake Road | utility pole | Verizon | 32 | small cell | Verizon @ 32'
Brookfield | *** Whisconier Road | rooftop |  | 26' | HVCEO office
Brookfield | * Huckleberry Hill Road | other (flagpole) | AT&T | 60 | p0616; up to four equipments on concrete pad | Cingular/AT&T 55, 48'
Brookfield | ** Vale Road | power mount | CL&P - Pole #10246 | 125 | (p0588) equipment cabinets on concrete pad | Sprint @ 135'
Brookfield | ** Vale Road (Park Ridge Road) | power mount | CL&P - Pole #10247 | 100 | p0493 | T-Mobile @ 125' | Sprint @ 132'
Brookfield | ** Carmen Hill Rd. | self-supporting lattice | North Atlantic Towers | 80 | retain existing equipment shelter | Verizon @ 79'
Brookfield | ** Carmen Hill Road | guyed lattice | Aurora of Danbury | 454 |  | Sprint/Nextel @ 257' | AT&T @ 165' | clearwire @ 155' and 200' | T-Mobile @ 280'
Brookfield | ** Long Meadow Hill Road |  |  | 14' | Parks and Rec. Garage
Brookfield | ** Silvermine Road |  |  | 4 @ 20' | Police Station
Brookfield | *** Federal Road | power mount | CL&P | 91 | p0494, p0580 | Cingular @ 97' | Sprint @ 11'
Brookfield | * Obtuse Hill Road |  |  | 20' | Center School
Brookfield | ** Pocono Road |  | Town of Brookfield - Brookfield VFD | 4 @ 30' | Firehouse
Brookfield | ** Greys Bridge Road |  |  | 20' | Public Works Garage
Brookfield | Obtuse Hill Road | utility pole | Verizon | 39 | small cell; adjacent to 5 Obtuse Hill Road | Verizon @ 39'
Brookfield | Sand Cut Road | utility pole | Verizon | 36 | small cell; adjacent to 1 Sand Cut Road | Verizon @ 36'
Brooklyn | *** Grant Hill Road | monopole | Crown Castle | 150 |  | Cingular/AT&T @ 127' | T-Mobile @ 137' | Verizon @ 117'
Brooklyn | *** Tatnic Hill Road | monopole | SBA Towers | 175 | three Nortel S12000 equipment cabinets | Verizon @ 178' | T-Mobile @ 140'
Brooklyn | *** Brown Road | monopole | SBA | 150 | d0264; Certificate transferred from Tower Ventures/National Grid/Lightower | Cingular/AT&T @ 147' | T-Mobile @ 137' | Verizon @ 127'
Brooklyn | *** Tatnic Hill Rd | guyed lattice | AT&T/SCLP | 80 |  | Cingular @ 114'; 80'
Brooklyn | ** Tiffany Street | water tank |  | 140' | carrier: Southwestern Bell | Cingular @ 131' | T-Mobile @ 130' | Nextel @ 125'
Brooklyn | *** Wolf Den Rd | self-supporting lattice | DPS | 180 | d0157.1 | T-Mobile @ 157' | dps @ 180' | quinn. Valley emerg. Comm. @ 120'
Brooklyn | Wolf Den Rd/Bush Hill | guyed lattice | Tele-Media | 150 | d53.1 | tele-media @ 145'
Burlington | ** Nepaug Road | monopole | New Cingular | 120 | (d0268)transfer of certificate and revise D&M plan | Cingular @ 120'/99' | Sprint @ 110' | Verizon @ 99'
Burlington | *** George Washington Tpke | monopole | Town of Burlington | 180 | town replacing 140' ssl tower with 180' monopole tower; town antennas on at 188' CL; Verizon on at 160'; tower moved 130' to NE b/c of well | Verizon @ 120' | Cingular @ 170'
Burlington | ** Monce Road | monopole | Burlington Vol. Fire Department | 120 | AT&T to construct for Burlington | AT&T @ 110' | T-Mobile @ 100' | Verizon @ 91'
Burlington | Johnnycake Mountain | self-supporting lattice | WJMJ | 100'
Burlington | Milford Street | utility pole | Verizon | 26 | small cell; near 446 Milford Street | Verizon @ 26'
Canaan | *** Railroad Street | pole | Town of Canaan | 38 | telephone pole
Canaan | *** Route * South (Falls Village) | Monopine | Verizon | 150 | d0360 | Verizon @ 150' | AT&T @ 140'
Canaan | ** Railroad Street | pole | Falls Village Vol. Fire Dept. | 23'
Canterbury | ** Cemetery Road | monopole | Verizon | 160 | D477; D&M Plan 11/21/19 | Verizon @ 157'
Canterbury | ** Westminster Road | monopole | Crown Castle | 180 | equipment cabinets on concrete pad | Verizon @ 170' | Cingular/AT&T @ 160'
Canterbury | Colburn Rd | guyed lattice | Crown Media | 110 | (d043.2)Transfer of Certificate from Tele-Media | tele-media @ 105'
Canton | *** Dyer Avenue | flagpole | Crown Castle | 68.5 |  | T-Mobile @ 50'
Canton | ** Canton Springs Road | monopole | Canton Fire Dept | 140 |  | Nextel @ 110' | Verizon @ 120' | Cingular @ 130' | T-Mobile @ 100' | Sprint @ 90' | Cingular/AT&T @ 80'
Canton | *** East Hill Road f/k/a * Hoffman Rd | monopole | American Tower | 150 | d0062 | AT&T/SCLP @ 161 | DPS @ 117' | Cingular @ 154' | Verizon @ 118'
Canton | * Market Street | rooftop |  |  | Town Hall | Cingular @ 86'
Canton | *** Cherry Brook Rd. | monopole | SBA | 150 | 2 new, 2 future equipment cabinets on concrete pad 7x10 | Verizon @ 150' | Cingular/AT&T @ 140'
Canton | *** Albany Turnpike | monopole | Cellco | 120 | (d0204 & p0648)also 12 TTAs behind antennas | Verizon @ ? | Cingular @ 110'
Canton | ** Powder Mill Rd. | monopole | SBA | 180 |  | Verizon @ 147' | Cingular/AT&T @ 171' | Cingular @ 137' | MetroPCS @ 167'
Chaplin | *** Phoenixville Road | other (flagpole) | Town of Chaplin | 145 | up to 4 cabinets on concrete pad; town whip antenna @ 140' | Cingular/AT&T @ 120/130'
Chaplin | *** Palmer Road (Lot **) | monopole | Cellco | 150 | (d0211)install 3 BTS equipment cabinets | Verizon @ 150' | Sprint @ 120' | Cingular @ 127' | T-Mobile @ 116'
Chaplin | *** Davis Road | monopole | Sprint | 162' 6" |  | Nextel @ 173' | Sprint @ 165' | Verizon @ 155'
Cheshire | **** Summit Road | monopole | Crown | 170 | d0199 | Sprint @ 147' | T-Mobile @ 138' | Nextel @ 127.5' | Verizon @ 168'
Cheshire | **** South Main Street | rooftop | Town of Cheshire | 35' | Cheshire Fire Station No. 3
Cheshire | **** Cheshire Street | monopole | InSite Towers Development | 170 | d0451 | AT&T @ 155' | town @ 170' | Verizon @ 145
Cheshire | **** Highland Avenue | silo | American Tower Corporation | 78 | p1212 - Council assumed jurisdiction | Cingular @ 49' | T-Mobile @ 57' | Verizon @ 70'
Cheshire | **** Byam Road | rooftop |  | 20' | Fire Station
Cheshire | *** Maple Avenue | tower |  | 121' | Cheshire Fire Headquarters
Cheshire | *** Highland Avenue | monopole | Town of Cheshire | 160 |  | T-Mobile @ 147' | Sprint @ 157' | Cingular/AT&T @ 137' | Cingular @ 127' | Nextel @ 107' | Verizon @ 117'
Cheshire | *** South Main Street | utility pole | Verizon | 24.5 | small cell | Verizon @ 24.5'
Cheshire | *** Mixville Road | smokestack |  |  | site at 722 Marion Road | Cingular @ 91' | T-Mobile @ 89'
Cheshire | *** West Johnson Road | self-supporting lattice | CL&P | 140 | other equipment: dual band TTAs, GPS antenna (p0827) | Cingular @ 98'
Cheshire | *** Higgins Road | self-supporting lattice | AT&T | 269 |  | Cingular @ 260/242' | Verizon @ 258' | T-Mobile @ 210' | Nextel @ 215' | Cingular/AT&T @ 170'
Cheshire | Cheshire Larsens Pond | monopole |  |  |  | Cingular @ 89'
Chester | *** Middlesex Avenue | rooftop | Town of Chester | 44.9 | steel mast, mounted inside existing cupola
Chester | ** Wig Hill Road | monopole | Crown Castle | 150' |  | Nextel @ 140' | Cingular @ 130'/112' | Verizon @ 120' | Sprint @ 150' | T-Mobile @ 108' | MetroPCS @ 96'
Chester | * High Street | semi self supporting | Town of Chester | 42.3 | antenna adjacent to building w/ support 3.65 meters up
Clinton | *** Glenwood Road | utility pole | Verizon | 36.8 | small cell | Verizon @ 36.8'
Clinton | ** Killingworth Turnpike | self-supporting lattice | Town of Clinton | 130
Clinton | ** East Main Street | self-supporting lattice | CTI Towers | 67 |  | T-Mobile @ 60' | Verizon @ 50'
Clinton | ** Cream Pot Road | self-supporting lattice | Wireless Solutions | 100 | Approved by the Town of Clinton
Clinton | ** Meadow Road | self-supporting lattice | SBA Towers | 195 |  | Verizon @ 162' | Sprint @ 182' | Cingular @ 152'
Clinton | ** Cow Hill Road | self-supporting lattice | Crown Atlantic | 212 | d0148 | Verizon @ 208'/130'/60' | Sprint @ 196' | T-Mobile @ 135' | Nextel @ 175' | Cingular @ 190'
Clinton | Cedar Island Avenue | utility pole | Verizon | 41 | small cell; adjacent to 37 Riverside Drive | Verizon @ 41'
Colchester | *** Davidson Road | monopole | SBA Towers Inc. | 180'
Colchester | ** Old Hartford Rd. (Troop K) | self-supporting lattice | DPS | 100 | p0141.1 | necs/dps @ 98' | T-Mobile @ 97'
Colchester | ** Mahoney Road | monopole | SBA | 180 |  | Cingular/AT&T @ 172' | Cingular @ 157'
Colchester | ** Chestnut Hill Road | monopole | SBA | 180 | Town zoning approved tower 11-3-99 | Cingular/AT&T @ 157' | Sprint @ 179' | T-Mobile @ 167' | Verizon @ 60'
Colchester | *** Old Hartford Road | monopole | Clark Family Partnership | 60 | (p0605)replace existing 60' lattice tower with 60' monopole | Cingular/AT&T @ 57'
Colchester | *** Route ** | monopole | American Tower | 180 | 2 new, 2 future equipment cabinets on concrete pad; Nextel on tower @ 180', BellSouth on @ 164' | Cingular/AT&T @ 150' | enertrac @ 169' | Sprint @ 180' | T-Mobile @ 138' | Verizon @ 161'
Colchester | ** Westchester St | monopole | SBA | 180 |  | Verizon @ 167' | Cingular/AT&T @ 159'
Colchester | *** Old Hartford Road | silo | Nextel | 35' | mounted on 60' silo
Colchester | *** Old Hartford Road | guyed lattice | Cordless Data Transfer | 180 |  | Cingular @ 170' | T-Mobile @ 150' | Sprint @ 175'
Colchester | *** Middletown Road (Lot **) | monopole | Cellco | 180 | (d0218)also add tower top amps and dual-band combiners | Verizon @ 180' | Cingular @ 160'
Colchester | ** O'Connell Road | guyed lattice | Colchester Emerg. Center | 199'
Colchester | Buckley Hill Rd | self-supporting lattice | Colchester Emerg. Comm. | 200 | p069.1 | dot @ 200'
Colchester | Chestnut Hill Rd | monopole | SCLP | 180 | d0112 | Cingular @ 180'
Colchester | Windham Ave/Nunn Rd (*** Munn Road) | self-supporting lattice | DPS | 320 |  | dps/dep @ 80-320' | Verizon @ 180'/220'
Colebrook | *** Pinney Street | monopole | Crown Castle | 150 | change ground equipment to convert AT&T antennas to Alltel | Cingular/AT&T @ 127' | Cingular @ 137' | alltel @ ?
Colebrook | *** Colebrook River Rd (Rt *) | monopole | SBA | 150 | d0296; Certificate transferred from Tower Ventures/National Grid/Lightower | Nextel @ 148' | Cingular @ 137.5' | Verizon @ 127' | T-Mobile @ 117'
Columbia | ** Thompson Hill Road | monopole | Crown Castle | 180 |  | Cingular/AT&T @ 140' | T-Mobile @ 160' | Verizon @ 150'
Columbia | *** Middletown Rd. | monopole | American Tower | 150 | (p0586)30' extension on existing 120' monopole; equipment cabinets on concrete pad | Sprint @ 108' | Verizon @ 98' | Cingular/AT&T @ 150'
Cornwall | ** Bell Road Extension | monopole | Blue Sky Tower | 110 | d0402/Certificate Transferred | Verizon @ 110'
Cornwall | Mattatuck Rd (Mohawk Mt. State Park) | self-supporting lattice | American Tower (on DEP property) | 79 | firetower-like structure | Cingular/AT&T @ 48' | Cingular @ 60' | Nextel @ 75' | DHS - ICE @ 62'
Cornwall | Mohawk Mtn | self-supporting lattice | DPS | 180 | p0141.2 | dps/dph/dep/sheriff @ 60-180' | ct public brdcst @ 35' | T-Mobile @ 140' | necs @ 105' | Cingular/AT&T @ ?
Coventry | *** Olsen Farm Road | self-supporting lattice | Town of Coventry | 100
Coventry | **** Main Street | steeple | 1st Cong. Church |  |  | Cingular @ 60'
Coventry | *** Main Street | monopole | Cingular/Pelletier Builders | 102 | p0909 extends tower height 10' for Verizon | Cingular @ 90' | Verizon @ 102'
Coventry | **** (****) Main Street | self-supporting lattice | Town of Coventry | 190 | Sprint on tower @ 180' | Verizon @ 150' | Nextel @ 120'
Coventry | **** Boston Turnpike | rooftop |  |  |  | T-Mobile @ 37'
Coventry | *** Riley Mountain Road | monopole | Crown Castle | 150 |  | Cingular @ 117' | T-Mobile @ 137' | Verizon @ 127' | MetroPCS @ 107' | Eversource @ 152'
Coventry | *** Bread and Milk Street | monopole | SBA | 175 | DISH TS 5/9/19; | Cingular/AT&T @ 162' | T-Mobile @ 172' | DISH @ 153'
Coventry | Foley Lane | monopole | Verizon | 140 | D475 | Verizon @ 140'
Cromwell | *** West Street | other (monopine) | SBA | 80 | Certificate transferred from Sprint | MetroPCS @ 75' | Verizon @ 64'
Cromwell | *** Berlin Road | in-building IP access |  |  | Walmart | T-Mobile
Cromwell | *** Shunpike Rd | self-supporting lattice | Cromwell Fire District | 170 |  | T-Mobile @ 125' | Cingular @ 114' | Sprint @ 170' | Verizon @ 100'
Cromwell | ** Main St. | monopole | Crown Castle | 125 |  | Verizon @ 105' | Cingular/AT&T @ 115' | Nextel @ 95' | MetroPCS @ 85'
Cromwell | *** West Street | monopole | Tahir Choudhry | 54 | p0799 - replace existing sign with monopole tower | T-Mobile @ 51'
Cromwell | ** Glenwood Terrace | utility pole | Verizon | 29.5 | small cell | Verizon @ 29.5'
Cromwell | *** Main Street | steeple/rooftop | First Congregational Church |  | two antenna placements: one in steeple, one on rooftop | T-Mobile @ 70'
Cromwell | ** West Street | rooftop | Town of Cromwell | 86' 9"
Cromwell | ** Shunpike Road | power mount |  | 39 |  | AT&T @ 39'
Cromwell | ***, ***, ***, and ***R Main street | monopole | Verizon | 120 | d0481; D&M Plan 11/21/19 | Verizon @ 120'
Cromwell | *** Corporate Road | in-building IP access |  |  | office building | T-Mobile
Cromwell | ** Hicksville Road | church steeple | Cingular Wireless | 36'
Cromwell | Christian Hill Rd./*** Berlin Road | other (billboard) | Shaner Hotel Group | 111' |  | Cingular/AT&T @ 102' | Verizon @ 78'/88' | T-Mobile @ 108'
Cromwell | Court Street | tower | Cromwell FD | 48'
Cromwell | West Street | rooftop | West Street FD | 16'
Danbury | * Casper Street | in-building IP access |  |  | office building | T-Mobile
Danbury | * East Gate Road | utility pole | Verizon | 25 | small cell | Verizon @ 25.2'
Danbury | * Fairfield Avenue | other (camo. Chimney) | T-Mobile | 39' | p0748 - tower inside fake chimney on building | T-Mobile @ 37'
Danbury | * Padanaram Road | utility pole | Verizon | 34 | small cell | Verizon @ 34'
Danbury | *** Mill Plain Road | rooftop |  |  |  | Nextel @ 68' | MetroPCS @ 69'
Danbury | *** Federal Road | rooftop small cell | Verizon | 34 | small cell in faux chimney on building rooftop | Verizon @ 32'
Danbury | ** Lake Avenue | rooftop | Belarmino and Francisca Rosa |  |  | MetroPCS/T-Mobile @ 47.5'
Danbury | ** Lake Avenue Extension | rooftop |  |  |  | Verizon @ 48'
Danbury | *** Mill Plain Road | rooftop |  |  |  | Cingular @ 50'
Danbury | **-** Hakim Street | rooftop | Bamco LLC |  |  | Nextel @ ?
Danbury | ** Great Pasture Road | monopole | Verizon | 120 | d0462 | Verizon @ 120'
Danbury | *** Deer Hill Avenue | steeple | First Congregational Church of Danbury |  |  | T-Mobile @ 120' | MetroPCS @ 93'
Danbury | ** Old Ridgebury Road | rooftop | Danbury Hilton | 125 | p0334 | Cingular @ 105' | Sprint @ 115' | T-Mobile @ 125' | Verizon @ 125'
Danbury | *** Clapboard Ridge | other (flagpole) | T-Mobile | 85 | T-Mobile on flagpole @ 79' and 69' | Cingular/AT&T @ 59' | T-Mobile @ 80' | clearwire @ 69'
Danbury | *** Park Avenue | rooftop |  |  |  | Nextel @ 56' | Sprint @ 45'
Danbury | ** Lake Street Extension | rooftop |  |  | Ethan Allen Inn | T-Mobile @ 62'
Danbury | ** Hospital Avenue | rooftop | Danbury Hospital | 185 | (d0079) d00anbury Hospital | Cingular @ 125' | Sprint @ 131' | T-Mobile @ 136' | Verizon @ 209'
Danbury | ** Germantown Road | rooftop | Twenty-five Germantown Road LLC |  |  | T-Mobile @ 51'
Danbury | ** Main Street | rooftop |  |  |  | Sprint @ 80' | Verizon @ 90'
Danbury | ** Main Street | rooftop |  | 45.5 |  | Verizon @ 45.5'
Danbury | ** Mill Plain Road | rooftop |  | 47 |  | Verizon @ 47'
Danbury | ** Sugar Hollow Rd/Route * | monopole | Omni | 108 |  | Nextel @ 85' |  | T-Mobile @ 105'
Danbury | ** West St | building mount/lattice | AT&T | 70 | d0075.1/p0448 | Cingular @ 70'
Danbury | ** Padanaram Road | other (wood) | Crown Castle | 80 | p0712 | T-Mobile @ 80'
Danbury | *** Main Street | rooftop |  |  |  | T-Mobile @ 50'
Danbury | ** Newtown Road | monopole | Fifty Newtown Rd Corp | 110 | p0917 adds 14' extension onto 96' pole | Verizon @ 90' | Cingular @ 100' | MetroPCS @ 108'
Danbury | ** North Street | rooftop |  |  |  | MetroPCS @ 54'
Danbury | ** Sugar Hollow Rd. | monopole | American Tower | 106 | 1 GPS receiver @ 75'; AT&T on tower @ 110' | Cingular/AT&T @ 90'
Danbury | ** Newtown Road | small cell | Berkshire Shopping Center, LLC | 29.4 | p1177 | Verizon @ 31.2'
Danbury | ** Federal Road (aka *** Federal) | hotel sign |  |  |  | Nextel @ 72' | T-Mobile @ 80'
Danbury | ** Wooster Heights Road | rooftop |  |  | Lee Farm Corporate Park | Cingular @ 49' | T-Mobile @ 65' | Verizon @ 65.9' | MetroPCS @ 65'
Danbury | *** Ridgebury Road | rooftop | Boehringer-Ingelheim Pharm, Inc. | 39 |  | AT&T @ 39'
Danbury | Boxwood Lane Ext | self-supporting lattice | WCSU | 100 | d0176 | WCSU @ 67' | AT&T @ 98' | Sprint @ 89'
Danbury | ** Lake avenue extension | Metal Light-Pole | AT&T | 25' | Petition No. 1447 | AT&T @ 22' &25'
Danbury | International Drive | utility pole | Verizon | 37' | utility pole adjacent to 57 Federal Road; small cell | Verizon @ 37'
Danbury | Moses Mtn/*** Old Boston Road | self-supporting lattice | AT&T | 65 |  | Cingular @ 59' | dps @ 52' | wrnn tv @ 50' | personal vision @ 53' | destineer @ 45' | pagenet @ 54' | Verizon @ 69' | marcus @ 65'
Danbury | Reserve Road | utility pole | Verizon | 23 | small cell | Verizon @ 37'
Danbury | West Street | utility pole | Verizon | 37 | across from 75 Division St.; small cell | Verizon @ 37'
Danbury | *** Newtown Road | rooftop |  |  |  | MetroPCS @ 62' | T-Mobile @ 62'
Danbury | ** Stadley Rough Road | monopole | SBA | 140 | d0366 | T-Mobile @ 137' | Sprint/Nextel @ 127' | MetroPCS @ 117' | clearwire @ 107' | AT&T @ 107'
Danbury | ** Newtown Road | in-building IP access |  |  | Berkshire shopping center | T-Mobile @ 60'
Danbury | * Backus Avenue | rooftop | Danbury Mall LLC |  |  | Nextel @ ? | T-Mobile @ 58'
Danbury | * West View Drive | self-supporting lattice | Robert Kaufman | 133 | many other antennas on tower | T-Mobile @ 50'
Danbury | *** White Street | rooftop mounted | T-Mobile Northeast, LLC | 60 | Ruth Haas Library at Western CSU | T-Mobile @ 65'
Danbury | Park Avenue | utility pole | Verizon | 41 | small cell; adjacent to 73-79 Park Ave | Verizon @ 37'
Danbury | Reserve Road | utility pole | Verizon | 24 | small cell; across from The Hills at Rivington | Verizon @ 24'
Darien | * (*) Tower Drive | water tank |  |  |  | Cingular @ 118' | Verizon @ 108' | Sprint @ 98' | Nextel @ 86'
Darien | *** Ledge Rd/*** Ledge | monopole | Crown Castle | 120 | d0155; p0791; p0803 | Verizon @ 98' | Cingular @ 86' | Nextel @ 73' | Sprint @ 120' | T-Mobile @ 110' | clearwire @ 73'
Darien | Goodwives River Road | utility pole | Eversource | 34 | Petition 1358: Verizon | Verizon @ 37
Darien | **** Post Rd. | rooftop |  | 37 |  | verizon @ 37'
Darien | **** Boston Post Road | church steeple |  | 54' | First Church of Christ Scientist; carrier: T-Mobile | T-Mobile @ 52'
Darien | ** Chestnut Street | water tank |  |  |  | Verizon @ 88.5'
Darien | ** Thorndal Circle | in-building IP access |  |  | office building | T-Mobile
Darien | * Mechanic Street | power mount | NU | 115 | p0420 | T-Mobile @ 103' | T-Mobile @ 125'
Darien | *** Middlesex Road | steeple | Darien United Methodist Church | 92 |  | T-Mobile @ 89'
Darien | * Tower Drive | water tower | Aquarion Water Co. | 123' | carriers: AT&T, Sprint, Verizon | Sprint @ 98' | Nextel @ 90' | Verizon @ 108' | T-Mobile @ 108'
Darien | * Raiders Lane | in-building IP access |  |  | private home | T-Mobile
Darien | *** Boston Post Road | rooftop | Verizon | 43 | p1299. install 2 antenna masts on rooftop | Verizon @ 43'
Darien | Noroton Heights Railroad Station/Heights Road | power mount | CL&P (Structure #1041) | 90 | p0397 | T-Mobile @ 111'
Darien | Noroton Heights Railroad Station/Hollow Tree Road | power mount | CL&P (Structure #1180) | 90 | p0529 and p0529A | Cingular/AT&T @ 110'
Darien | off West Ave | power mount | CL&P (structure #1066) | 95 | p0474 | Cingular/AT&T @ 110'
Deep River | ** Pent Road | monopole | t-mobile | 180 |  | Cingular/AT&T @ 160' | Verizon @ 170'
Deep River | *** Winthrop Rd | monopole | SBA | 180 |  | T-Mobile @ 160' | Sprint @ 167' | Cingular/AT&T @ 150' | Verizon @ 178'
Derby | *** Minerva Street | Steeple |  |  |  | Verizon @ 49.9' | Nextel @ 55'
Derby | *** Division Street | rooftop |  |  | on hospital roof | Verizon @ 30'
Derby | *** Roosevelt Drive | smokestack |  |  |  | Sprint @ 128'
Derby | *** Derby Avenue | steeple |  |  |  | Sprint @ 60'
Derby | ** Fifth Street | steeple |  |  |  | Nextel @ 30'
Derby | ** Divison Street | rooftop |  |  |  | Verizon @ 30'
Derby | *** Elizabeth Street | steeple |  |  | St. Mary's Church | T-Mobile @ 115'
Derby | ** Elizabeth Street | rooftop |  |  |  | MetroPCS @ 75'
Derby | ** Olivia Street | rooftop |  |  |  | Cingular @ 81'
Derby | ** (**) Pleasant View Road | flagpole | SBA | 120' | d0307; Certificate transferred from Tower Ventures/National Grid/Lightower | T-Mobile @120' | Verizon @ 107' | MetroPCS @ 97' | clearwire @ 84'
Derby | ** Cottage Street | power mount | town | 65 | p0541 | UI @ 75'
Durham | ***R Creamery Road | monopole | SBA | 110 | d0254; P1092 raises tower 10' for Verizon | Sprint @ 100' | Verizon @ 110'
Durham | ** Townhouse Road | light pole | Verizon | 30 | p1117 install Verizon "small cell" on Durham fairgrounds | Verizon @ 29'
Durham | ** Townhouse Road | rooftop | Town of Durham | 30'
Durham | *** Old Blue Hills Rd | monopole | Crown Castle | 120 | d0161/p0697 | Verizon @ 100' | Sprint @ 87' | Town @ 107 & 50' | Cingular/AT&T @ 116' | T-Mobile @ 73'
Durham | Main Street | utility pole | Verizon | 37 | small cell; Route 17 adjacent to 7 Main Street | Verizon @ 37'
Durham | Main Street | utility pole | Verizon | 38 | small cell; Route 17 adjacent to 350 Main Street | Verizon @ 38'
Durham | Wallingford Road | utility pole | Verizon | 37 | small cell; Route 69 adjacent to 10R Pent Road | Verizon @ 37'
East Granby | *** Newgate Road | monopole | ConnDOT | 75 |  | Verizon @ 75'
East Granby | ** Floydville Road | monopole | SBA Towers | 120 |  | Cingular/AT&T @ 89' | T-Mobile @ 107' | Verizon @ 118' | MetroPCS @ 97'
East Granby | ** South Main Street | monopole | Crown Castle | 97 |  | Cingular/AT&T @ 77' | T-Mobile @ 87' | Verizon @ 67' | MetroPCS @ 82'
East Granby | * Memorial Drive | self-supporting lattice | Town of East Granby | 80 | town antennas on at various heights | Nextel @ 84'
East Granby | South Grand St | self-supporting lattice | Continental Cablevision | 20 | d0036.1 | continental cablevision @ 20'
East Haddam | *** Parker Rd | guyed lattice | CTI Towers | 300 | d0076 | century cable @ ? | Cingular @ 188'
East Haddam | *** Honey Hill Road | monopole | Crown | 150 | p0587 | Sprint @ 140' | Cingular/AT&T @ 120' | Verizon @ 150'
East Haddam | *** Trowbridge Road/** Nichols Road | monopole | Message Center Mgmt/Town of East Haddam | 175 | (d0255)New Cingular antennas on in place of AT&T antennas | Cingular @ 170'
East Haddam | ** Neptune Avenue | other - ballfield light | American Legion | 90 | (p0637)antennas mounted on top of ballfield light pole; lights at 70', extra 20' of height for antennas | Cingular/AT&T @ 90'
East Haddam | ** Neptune Avenue | other - ballfield light | American Legion | 90 | p0969 - replace 70' ballfield light pole with 90' pole; antennas @ 90', lights @ 70' | Verizon @ 90'
East Haddam | ** Haywardville Road | monopole | AT&T | 180 | d0395A | AT&T @ 177'
East Haddam | *** Town Street | self-supporting lattice | East Haddam Fire Department | 45
East Haddam | ** Maple Avenue | building mount/silo | Ballek's Garden Center | 49 | p0581 | Cingular/AT&T @ 47'
East Haddam | Ed Williams Road | monopole | AT&T | 160 | d0395B | AT&T @ 157'
East Haddam | Mt. Parnassus Road | self-supporting lattice | DESPP | 120 | p1130 replaces 120' monopole with 120' lattice tower | DESPP @
East Hampton | * Public Works Drive | monopole | Crown Castle | 180 | d0229 | Sprint @ 180' | Cingular @ 167' | Nextel @ 157' | Verizon @ 160'
East Hampton | *** Young Street | monopole | New Cingular | 140 | (d0253)transfer of certificate and revision to D&M plan for shelter and different antennas/p0956 extends tower height 10 feet; D0253A amended D&O for T-arm condition | Cingular @ 120' | Verizon @ 140' | T-Mobile @130'
East Hampton | *** Champion Hill | guyed lattice | comcast cable of Middletown | 250' | CATV tower
East Hampton | ** East High Street | self-supporting lattice | Eversource | 120 | replacement of existing Eversource telecom tower at service center
East Hampton | ** Midwood Farm Rd | self-supporting lattice | Howard McAuliffe, Inc. | 120 |  | Cingular @ 105'
East Hampton | ** East High St | monopole | Crown Castle | 120 |  | Verizon @ 105' | Cingular/AT&T @ 85' | Cingular @ 95' | Nextel @ 113' | T-Mobile @ 82'
East Hampton | North Maple Street | utility pole | Verizon | 28 | small cell; adjacent to 15 North Maple Street | Verizon @ 28'
East Hartford | * Oakland Avenue | rooftop | Message Center Mgmt | 125' |  | Verizon @ 73'
East Hartford | *** Sunset Ridge | self-supporting lattice | Town of East Hartford | 140' | Town has antennas on tower | T-Mobile @ 120' | AT&T @ 110'
East Hartford | ** Connecticut Blvd | rooftop |  |  |  | Sprint @ 123' | T-Mobile @ 111' | Nextel @ 95' | Verizon @ 111'
East Hartford | *** Tolland Street | rooftop |  |  |  | T-Mobile @ 65'
East Hartford | *-* Oakland Avenue | smokestack | Message Center Mgmt | 125 | p0932 | MetroPCS @ 110' | clearwire @ 100'
East Hartford | **** Main Street | rooftop |  |  |  | Verizon @ 61'
East Hartford | **** Forbes St | monopole | Crown Atlantic | 130 | d0139.1 | Verizon @ 108' | Sprint @ 97' | T-Mobile @ 85' | Cingular/AT&T @ 120'
East Hartford | *** Roberts Street Rear | monopole | American Tower | 130 | d0228; p0941 extends tower 10' to 130'; Property owner is Double E Properties of Middletown | Verizon @ 118' | Nextel @ 90' | Sprint @ 110'/70' | clearwire @ 128' | MetroPCS @ 100 | AT&T @ 90'
East Hartford | **** Silver Lane | steeple |  |  |  | Verizon @ 80'
East Hartford | *** School Street | smokestack |  |  |  | T-Mobile @ 90'
East Hartford | *** Riverside Drive | rooftop |  |  |  | Verizon @ 87'
East Hartford | *** Main Street | other (flagpole) | T-Mobile | 83 | (p0731: T-Mobile raises tower ten feet (Cingular on roof @ 67') | Cingular @ 65' | T-Mobile @ 80' | MetroPCS @ 72'
East Hartford | *** (*) Prestige Park Drive | monopole | American Tower | 150 | d040/d040.2 | Cingular @ 150' | Sprint @ 138' | Cingular/AT&T @ 146' | Verizon @ 98'
East Hartford | *** Roberts Street (ALBRO) | rooftop |  |  |  | AT&T @ 62' | T-Mobile @ 57'
East Hartford | *** Roberts Street | rooftop |  |  |  | Sprint @ 155' | AT&T @ 61'
East Hartford | *** Main Street | rooftop |  |  |  | Verizon @ 62'/70' | T-Mobile @ 67' | Sprint @ 62'
East Hartford | *** Hills Street | monopine | Message Center Management | 110 | d0436 | AT&T @ 100' | EHFD @ 110' | Verizon @ 90'
East Hartford | *** Silver Lane (Rentschler Field) | indoor/rooftop |  |  |  | Cingular (indoor)/150' | T-Mobile @ 163' | Nextel @ 155' | Verizon @ 102.8'
East Hartford | *** Forbes Street | utility pole | Verizon | 19' | small cell | Verizon @ 19'
East Hartford | ** Goodwin Street | smokestack |  |  |  | AT&T @ 75'
East Hartford | ** East River Drive - Riverview | rooftop |  |  |  | AT&T @ 117' | Verizon @ 150' | T-Mobile @ 90' | Sprint @ 109'
East Hartford | May Road | utility pole | Verizon | 26 | small cell; adjacent to 200 May Road | Verizon @ 26'
East Hartford | Riverside Drive | utlity pole | Verizon | 24' | small cell | Verizon @ 24'
East Haven | *** South Shore Drive | rooftop |  |  |  | AT&T @ 80'
East Haven | **** North High Street | rooftop guyed lattice tower | Verizon | 45 | p1096 - 45' tower on top of apartment building/to 77' agl(not constructed); Verizon P1379 | verizon @ 75'
East Haven | *** Commerce Street | monopole | Stephen Viglione | 57 | (p0634)replace existing 48' lattice tower/p0775 | Cingular/AT&T @ 57' | T-Mobile @ 47'
East Haven | *** Dodge Avenue | rooftop |  |  |  | Cingular @ 40' | T-Mobile @ 31'
East Haven | *** (***) Coe Avenue | rooftop |  |  |  | clearwire @ 53' | Verizon @ 47'
East Haven | ** Saltonstall Road | self-supporting lattice | South Central CT Water Authority | 100 | SoCentralCT Regional Water Auth, EHFD, EHPD on tower | clearwire @ 85'
East Haven | ** Commerce Street | monopole | SBA/Perelli & Sons | 70 | p0730; replace existing lattice tower | Nextel @ 67'
East Haven | *** Main Street | sign/billboard | Main Partners LLC |  | billboard | Sprint @ 85'
East Haven | ** Frank Messina Drive | rooftop |  |  |  | Cingular @ 95' | Sprint @ 103' | T-Mobile @ 107' | Verizon @ 100' | Nextel @ 91' | MetroPCS @ 101'
East Haven | *** Foxon Road | building mount |  |  | aka 23 Fox Ridge Dr. (New Haven line) | Cingular @ 28' | T-Mobile @ 67' | Sprint @ 38.4'
East Haven | *** Foxon Road | other (flagpole) | Sprint | 100 | d0331 | Sprint @97' | T-Mobile @ 87' | Verizon @ 77'
East Haven | *** N. High Street | rooftop/flagpole |  |  |  | Cingular @ 50'
East Haven | ** Frontage Road | billboard |  |  |  | Cingular @ 56' | T-Mobile @ 44' | Sprint
East Lyme | ** Liberty Way | building mount |  |  |  | Cingular @ 62'
East Lyme | * Ann Arbor Crossing | silo | American Tower | 105 | D463A; Transfer of Certificate to TowerCo 2013,LLC on 5/9/19 | AT&T @ 95'
East Lyme | * Scott Rd | monopole | American Tower | 150 | d0067.1 | Cingular @ 150'
East Lyme | *** Main Street | rooftop |  |  |  | T-Mobile @ 55'
East Lyme | *** West Main Street | small cell | Verizon | 80 | p1285; replacement of light pole and add small cell | Verizon @ 86'
East Lyme | *** (***) Flanders Road | power mount | CL&P | 110 | p0530 - add 10' mast extension to 98' transmission line tower; AT&T installs antennas | AT&T @ 107'
East Lyme | *** Flanders Road | power mount | NU | 100 | CL&P structure #1605 | T-Mobile @ 97'
East Lyme | ** Chesterfield Road | small cell | Verizon | 26 | p1127 - install small cell antenna on roof of RV campground building | Verizon @ 26'
East Lyme | *** Flanders Rd | rooftop |  | 37 |  | Verizon @ 37'
East Lyme | * Arcadian Road | utility pole | Verizon | 24 | small cell | Verizon @ 24'
East Lyme | *** Boston Post Road | water tower | Town of East Lyme | 70 |  | Sprint @ 59'
East Lyme | ** Brainerd Road | monopole | SBA | 170 | d0396 | AT&T @ 167' | Verizon @ 147' | T-Mobile @ 157'
East Lyme | ** Grand Street | utility pole | Verizon | 31 | small cell | Verizon @ 31'
East Lyme | * Grand St | guyed lattice | East Lyme Fire Department | 40 | two small cell LTE antennas added to tower, 2 cabinets added to 8x8 fenced lease area | Verizon @ 40'
East Lyme | ** Roxbury Road | water tower | Town of East Lyme | 70
East Lyme | ** Roxbury Rd | self-supporting lattice | Crown Castle | 150 | (d0116)change site plan and cabinets app | Cingular @ 79' | T-Mobile @ 103' | Verizon @ 145'/158' | Sprint @ 122'
East Lyme | Flanders Road | power mount | CL&P | 97 | (p0530)CL&P structure #6077 | Cingular/AT&T @ 109'
East Lyme | King Arthur Drive | AcCELLerator | CL&P | 90 | (p0396)Transmission structure 6076 | T-Mobile @ 97'
East Lyme | Nehantic Drive | utility pole | Verizon | 26 | small cell; adjacent to 38 Nehantic Drive | Verizon @ 26'
East Lyme | Stone Ranch Military Res/ Pump House Hill Rd | self-supporting lattice | DPS | 140 | d0160 | dps @ 140' | fbi @ 100' | T-Mobile @ 113'
East Windsor | *** Prospect Hill Road | water tower | AT&T Wireless | 83' 6" |  | Cingular @ 75' | Verizon @ 88' | Sprint @ 78' | T-Mobile @ 95'
East Windsor | *** Prospect Hill Road | tower | Town of East Windsor | 150'
East Windsor | *** prospect Hill Rd | wall mounted steel pipe mast/ monopole | CL&P | 34 | PE1414 replacement tower | Eversource @ var. hts.
East Windsor | ** Rye Street | guyed lattice | Town of East Windsor |  | at Town Hall
East Windsor | ** Chamberlain Rd | water tower | Crop Production Services | 122.8 |  | Sprint @ 104' | Verizon @ 116' | MetroPCS @ 116' | T-Mobile @ 104'
East Windsor | ***/*** Bridge Street | sign | Message Center Mgmt | 60' | antennas on Shell sign | T-Mobile @ 80'
East Windsor | *** South Main St | self-supporting lattice | Balch Bridge Street Corp. | 188 |  | Verizon @ 140' | Cingular @ 168' | Cingular/AT&T @ 184' | T-Mobile @ 190' | Nextel @ 190'
East Windsor | ** School Street | guyed lattice | Town of East Windsor (Police Dept.)
East Windsor | ** Depot Street (** Pond Street) | water tower |  | 131' | carriers on WT: AT&T, Nextel, metropcs, t-mobile | Cingular @ 115' | Nextel @ 123' | T-Mobile @ 115' | Verizon @ 102.5'
East Windsor | ** Plantation Road/*** Plantation Road | water tower | American Tower | 135 | Sprint also on WT | Cingular @ 116' | Sprint @ 126' | T-Mobile @ 120' | Verizon @ 94' & 102'
Eastford | ** Old Route ** | guyed lattice | Crown Castle | 193 | Nextel on @ 166', Sprint on @ 180' | Nextel @ 166' | Sprint @ 180' | Verizon @ 194'
Eastford | ** Ashford Road | monopole | Crown Castle | 180 |  | SprintNextel @ 177'
Eastford | ** Chaplin Road | monopole | Sprint | 150 | d0232 | Sprint @ 147.5'
Easton | ***/*** North Street | other (tree pole) | SBA | 190 | up to four equipment cabinets on concrete pad | Verizon @ 165' | T-Mobile @ 190' | Cingular/AT&T @ 155'
Easton | *** Everett Road | monopole | SBA | 158 | (p0627)Raise tower height 38'; Nextel moves to 148', t-mobile on at 138' | Cingular/AT&T @ 118' | Sprint @ 158' | Verizon @ 128'
Easton | ** Center Road | self-supporting lattice |  |  |  | Nextel @ 55'
Easton | *** Morehouse Road | monopole | Homeland Towers | 150 | Docket 473; Tower Share -AT&T; | Verizon @ 145' | AT&T @ 135'
Ellington | ** Burbank Rd | self-supporting lattice | SBA | 180 |  | Verizon @ 170' | Cingular @ 150'
Ellington | *** Somers Rd. | small cell | Verizon | 24 | p1158; small cell on roof of building | Verizon @ 24'
Ellington | ** Main St. | church steeple |  |  |  | Verizon @ 75'
Enfield | * Anngina Drive | small cell | Verizon | 13.75 | p1197 | Verizon @ 21'
Enfield | *** East Elm Street | rooftop |  |  |  | Verizon @ 32'
Enfield | *** Phoenix Avenue | small cell | Verizon | 36 | p1333 small cell at Enfield FD | Verizon @ 36'
Enfield | *** Elm Street | self-supporting lattice | Town of Enfield | 160 | tower share T-Mobile; Tower share AT&T | T-Mobile @ 140' | AT&T @ 151'
Enfield | *** Hazard Avenue | church steeple |  | 115 |  | Verizon @ 115'
Enfield | ** Bacon Road | monopole | Shaker Pines Fire Dist. (Metro Tower) | 180 |  | Cingular @ 170' | T-Mobile @ 160' | Verizon @ 147'
Enfield | * Alden Ave. | rooftop |  |  |  | Sprint @ 45'
Enfield | * Oliver Rd | monopole | Crown Media | 150 | d0139.2 | Verizon @ 150'/110' | Nextel @ 125' | T-Mobile @ 115' | pagenet @ 105' | Cingular/AT&T @ 160' | xm sat @ 95'
Enfield | ** Elm Street, Space **D | in-building IP access |  |  | Enfield Square, T-Mobile store | T-Mobile
Enfield | Bright Meadow Blvd | monopole | Crown Castle | 150 |  | Verizon @ 132' | Nextel @ 127' | Cingular/AT&T @ 117' | T-Mobile @ 75'
Enfield | Town Farm Rd | monopole | American Tower | 150 | d0051.1 | Cingular @ 150' | T-Mobile @ 140' | enertrac @ 144'
Enfield | Town Farm Rd (Ecology Drive) | guyed lattice | Continental Cablevision | 190 | (d0038)Near Town of Enfield Landfill | continental cablevision @ 185' | town @ various hts.
Enfield | *** Bright Meadow Road, bldg. * | rooftop |  |  |  | T-Mobile @ 75'
Enfield | **** Enfield Street | water tank |  |  |  | Cingular 107' | Sprint @ 94'/104' | Verizon @ 85' | Nextel @ 75'
Enfield | **** (****) Enfield Street | water tank |  |  |  | T-Mobile @ 105'
Enfield | **** King Street | monopole | GTP Structures | 150 |  | Cingular @ 148' | clearwire @ 140' | GOGO @ 101' & 110'
Enfield | *** Moody Rd | monopole | SBA | 190 | (p0707)Nextel to install fuel cell for back up power; p0844 T-Mobile extends tower 10' | Sprint @ 168' | Cingular/AT&T @ 158' | Nextel @ 180' | T-Mobile @ 188' | MetroPCS @ 148'
Enfield | *** King Street | monopole | Crown Castle | 150 |  | Cingular/AT&T @ 160'
Enfield | *** Brainard Road | water tank |  |  |  | Cingular @ 75' | T-Mobile @ 85'
Enfield | *** Enfield Street | flagpole | AT&T | 100 |  | Cingular @ 95' and 85'
Essex | *** Main Street | water tank |  |  |  | Cingular @ 100'
Essex | ** Grandview Terrace | watertank |  |  |  | T-Mobile @ 100' | Nextel @ 103'
Essex | * (**) Main Street (Bringham Hill Road) | water tank | MacBeth Ventures |  |  | Cingular @ 107' | Verizon @ 105' | Sprint @ 118'
Fairfield | *** Reef Road | monopole |  |  |  | Nextel @ 146' | MetroPCS @ 116' | T-Mobile @ ? | AT&T @ ? | Sprint @ ? | FC1900 @ ? | town of fairfield @ ?
Fairfield | **** Post Road | utility pole | Verizon | 31 | small cell; across from 985 Post Rd | Verizon @ 31'
Fairfield | **** North Benson Road | rooftop |  |  |  | T-Mobile @ 70' | Verizon @ 63' | Nextel @ 58' | Sprint @ 60'
Fairfield | **** Kings Highway | rooftop |  |  |  | MetroPCS @ 72'
Fairfield | *** Sherman Street | rooftop |  |  |  | Verizon @ 58.1'
Fairfield | *** Hawthorne Dr. | wood utility pole | UI | 79 | (p0437)replace 30' wood utility pole with 79' wood utility pole | UI @ 79'
Fairfield | *** Jefferson Street | rooftop | Message Center Mgmt | 210' | Jewish Home | Cingular @ 52' | Sprint @ 65' | T-Mobile @ 68' | Verizon @ 65' | Nextel @ 65' | MetroPCS @ 63'
Fairfield | **** Black Rock Tpke | flagpole on bldg. |  |  |  | Cingular @ 47' | T-Mobile @ 54' | Verizon @ 56'
Fairfield | **** Boston Post Road | rooftop |  |  |  | Verizon @ 56' | T-Mobile @ 63'
Fairfield | ****-**** Black Rock Tpk. | flagpole | Sprint | 90 | Sprint on pole @ 86' | Sprint @ 98' | Nextel @ 75' | clearwire @ 69'
Fairfield | **** (****) Black Rock Tpke | flagpole on bldg. |  |  |  | Verizon @ 54.1' | T-Mobile @ 65'
Fairfield | **** Easton Turnpike | watertank |  |  |  | T-Mobile @ 123'
Fairfield | **** Post Road | rooftop |  | 52
Fairfield | *** Morehouse Road | self-supporting lattice | CL&P | 84 | p0525/p0383/p0475 | Cingular/AT&T @ 84' | Sprint @ 101' | T-Mobile @ 95'
Fairfield | *** Woodhouse Rd | monopole | Crown | 171 | d0086.1/p0387 | Verizon @ 158' | Cingular @ 144' | T-Mobile @ 138' | Cingular/AT&T @ 170' | pagenet @ 118' | ardis @ 119' | merticom @ 100' | xm 128' (ant)/75' (dish)
Fairfield | **** Bronson Road | windmill rooftop |  |  |  | Sprint @ 70'
Fairfield | ** Jelliff Lane | rooftop |  | 75
Fairfield | *** Soundview Ave | building mount | John T. & Patricia D. O'Boyle | 56 |  | T-Mobile @ 50'
Fairfield | **** Easton Turnpike | rooftop |  | 81
Fairfield | *** Grasmere Avenue | utility pole | Verizon | 35 | small cell | Verizon @ 35.8'
Fairfield | **** (****) Post Road | flagpole on bldg. |  |  |  | Verizon @ 50.9 | T-Mobile @ 77' | MetroPCS @ 53' | Sprint @ 46'
Fairfield | **** Congress St | monopole | Town of Fairfield | 150 | Nextel on tower @ 156', Sprint on @ 138', t-mobile on @ 113', Town antennas @ 108' | Nextel @ 156' | Cingular @ 138' | T-Mobile @ 113' | town @ 108' | Verizon @ 80'
Fairfield | ** Black Rock Turnpike | water tower |  |  |  | Sprint @ 135' | Verizon @ 120.1' | T-Mobile @ 100''
Fairfield | *** Kings Highway | utility pole | Verizon | 36 | small cell | Verizon @ 36.9'
Fairfield | **** Black Rock Turnpike | rooftop |  |  |  | Nextel @ 40'
Fairfield | *** Post Road | utility pole | Verizon | 34 | small cell; near inter. Of Kings Hwy and Post Rd | Verizon @ 34.8
Fairfield | **** Park Avenue | monopole | Verizon | 130 | Docket no. 495 | Verizon @ 130'
Fairfield | *** Tunxis Hill Road | rooftop | SCAP Motors |  | site supplied by town assessor's office | Verizon @ ? | Sprint @ 72' & 84'
Fairfield | *** Pequot Avenue | steeple | Southport Congregational Church |  |  | T-Mobile @ 100'
Fairfield | ** Walls Drive | rooftop |  |  | p0343 | T-Mobile @ 59' | Cingular @ 20'
Fairfield | *** Pequot Avenue | steeple |  |  |  | Cingular @ 85'
Fairfield | *** Post Road | utility pole | Verizon | 37' | small cell | Verizon @ 37'
Fairfield | ** Black Rock Tpke | water tank |  |  |  | Cingular @ 82' | Nextel @ 86'
Fairfield | *** Old Academy Road | church steeple | Greenfield Hill Congregational Church | 90 |  | T-Mobile @ 80'
Fairfield | Fairfield University, Canisus Hall | building mount/lattice | Fairfield University | 88 | 33' ssl tower on 55' building | ui @ 88'
Fairfield | Route *** (Westport Turnpike) #*** | power mount | Eversource | 81 | p0471 | T-Mobile @ 96'
Fairfield | Unquowa Road | utility pole | Verizon | 36 | small cell; adjacent to 700 Unquowa Road | Verizon @ 35.8'
Farmington | * Westerberg Drive | other (flagpole) | SBA | 156 | d0282 | Sprint @ 150' | T-Mobile @ 130' | Verizon @ 120' | Cingular @ 139'
Farmington | *** Birdseye Road | monopole | Crown Castle | 140 |  | Cingular @ 131' | Verizon @ 110'
Farmington | **** Farmington Avenue | rooftop |  | 84' | Verizon antennas | Verizon @ 84'
Farmington | **** New Britain Avenue | rooftop |  |  |  | T-Mobile @ 53'
Farmington | *** Colt Highway | guyed lattice | Communications Site Management | 1339 |  | Verizon @ 106' & 120' | MetroPCS @ 140' | clearwire @ 190' | Sprint @ 160' | mediaflo @ 1132' | CNG @ 747' | AT&T @ 221'
Farmington | *** Town Farm Road | monopine | Verizon | 110 | d0374 | Verizon @ 110' | AT&T @ 100'
Farmington | * Westwoods Drive | flagpole | SectorSite | 130 | D480 on town-owned property | T-Mobile @ 127' and 117'
Farmington | *** Colt Highway (Rattlesnake Mountain) | guyed lattice | Outlet Broadcasting | 120 |  | T-Mobile @112'
Farmington | *** Farmington Avenue | utility pole | Verizon | 37 | small cell | Verizon @ 37'
Farmington | *** Farmington Avenue | rooftop |  |  |  | T-Mobile @ 82'
Farmington | *** Farmington Ave | rooftop guyed lattice | UCONN Health Center | 80 | p0326 | T-Mobile @ 120' | Verizon @ 131' | AT&T @ 165'
Farmington | *** Middle Road | small cell | Passionist Fathers of Connecticut, Inc. | 50.1 | p1180 | Verizon @ 57'
Farmington | ***-*** New Britain Ave | monopole | town | 190 | up to 4 equipment cabinets in existing equipment building | Sprint @ 170' | Cingular/AT&T @ 150'
Farmington | *** Farmington Avenue | utility pole | Verizon | 37 | small cell | Verizon @ 37'
Farmington | ** Maple Ridge Road | power mount | CL&P | 65 | p0423 | T-Mobile @ 77.5'
Farmington | **B Songbird Lane | water tank |  | 99' | carriers: Verizon, Sprint & AT&T | AT&T @ 86' | Verizon @ 99.1' | Sprint @ 77'
Farmington | ** Main Street (* School Street) | church steeple |  | 135 |  | Verizon @ 95'
Farmington | ** Old Mountain Rd | monopole | Eversource | 63 | Petition No. 1434 | Eversource @ 63'
Farmington | ** Lovely St | monopole | AT&T | 102 |  | Cingular @ 102' | Nextel @ 84'
Farmington | Rattlesnake Mountain/*** Colt Highway | guyed lattice | Chase Family Limited Partner. | 1292 | d0055 | united cable@ 500' | Verizon @ 240'/87' | xm @ 460' | Sprint @ 160' | Cingular @ 140' | mediaflo @1132'
Farmington | Scott Swamp Road | utility pole | Verizon | 25 | small cell; adjacent to 1784 New Britain Ave | Verizon @ 25'
Farmington | *** Middle Road | rooftop |  |  | different than small cell at same location | Sprint @ 97'
Farmington | ** Maple Ridge Road | power mount | CL&P (#8012) | 100 | (p0644) raise ht of exist H-pole from 61' to 100' for antennas | Sprint @ 100' | Cingular @ 88'
Farmington | Hyde Road/Executive Drive | monopole | New Cingular | 150 | (d0274) transfer of certificate | Cingular @ 150' | Verizon @ 140'
Franklin | *** Franklin Turnpike | small cell | D.W. Holdings, LLC | 125.1 | p1194 | Verizon @ 129.2'
Franklin | ** Ayer Road | monopole | SBA Towers Inc. | 180' |  | Verizon @ 177'
Franklin | * Tyler Drive | self-supporting lattice | Town of Franklin | 180 | approved by town of Franklin November 17, 2009 | town @ 180+' | AT&T @ 168'
Franklin | ** Doctor Nott Road | guyed lattice | American Tower Corp. | 300' |  | Nextel @ 180' | Verizon @ 170'
Glastonbury | **** Main Street | utility pole | Verizon | 29 | small cell | Verizon @ 29'
Glastonbury | *** Birch Mountain Rd | self-supporting lattice | Crown Castle | 199 | up to four equipment cabinets on concrete pad | T-Mobile @ 177' | Cingular/AT&T @ 130' | Nextel @ 180' | DRW @190'
Glastonbury | **** Main Street | utility pole | Verizon | 21 | small cell | Verizon @ 21.75'
Glastonbury | **** Main Street | utility pole | Verizon | 21 | small cell | Verizon @ 21'
Glastonbury | **** Hebron Avenue | power mount | CL&P (#12196) | 130 |  | Verizon @ 150'
Glastonbury | **** (****) New London Turnpike | monopole | Global Signal | 154' | Accessed via Paxton Way | Sprint @ 150' | MetroPCS @ 140' | clearwire @ 130'
Glastonbury | *** Dickinson Rd (** Redwood Lane) | monopole | SBA | 180 |  | Verizon @ 168' | T-Mobile @ 177' | Cingular @ 137' | Sprint @ 158'
Glastonbury | * Griswold Street | utility pole | Verizon | 41.5 | small cell | Veizon @ 41.5'
Glastonbury | **** Main St. | self-supporting lattice | Glastonbury, Town of | 169 |  | Cingular @ 165' | Nextel @ 128'
Glastonbury | **** Main Street | utility pole | Verizon | 38 | small cell | Verizon @ 38'
Glastonbury | **** New London Tpke. | tower | Town of Glastonbury | 100'
Glastonbury | **** Main Street | self-supporting lattice | SBA | 130 | 3 Nortel S8000 cabinets on concrete pad | Nextel @ 128' | Sprint @ 118' | Cingular/AT&T @ 108' | T-Mobile @ 93' | Verizon @ 80'
Glastonbury | *** Oakwood Drive | small cell | Verizon | 35 | p1160, small cell attached to building | Verizon @ 35'
Glastonbury | **** Main Street | small cell | Verizon | 29 | p1318 small cell attached to building | Verizon @ 28'
Glastonbury | *** Three Mile Rd | monopole | Crown | 150 | d0174 | Cingular @ 140' | Verizon @ 148' | T-Mobile @ 115' | Nextel @ 126' | xm @ 105' | Sprint @ 127' | Sigfox @ 124'
Glastonbury | *** Hubbard Street | utility pole | Verizon | 26 | small cell | Verizon @ 26'
Glastonbury | *** Main Street | utility pole | Verizon | 33 | small cell | Verizon @ 33'
Glastonbury | *** Birch Mountain Road | guyed lattice | Michael Glassner Electric | 220' | d0058.2/d0058.11 | Verizon @ 180'/166'/155'/115'
Glastonbury | ** Birch Mtn Rd | self-supporting lattice | AT&T | 140 | d049 | Cingular @ 130'
Glastonbury | *** Windham Rd. | self-supporting lattice | Francis Cathey | 195' | Four towers at various heights on this property
Glastonbury | ** Oak Street | utility pole | Verizon | 28 | small cell | Verizon @ 28'
Glastonbury | *** Bell Street | self-supporting lattice | InSite Wireless | 90 | d0016; p0990 - raise height of tower to 104', add Verizon antennas @ 100' | greater Hftd cable @ 85' | town @ 75' | Cingular @ 88' | Verizon @ 100' | MetroPCS/T-Mobile @ 65'
Glastonbury | *** Main Street | utility pole | Verizon | 23.5 | small cell | Verizon @ 23.5'
Glastonbury | ** Montano Road | monopole | SBA | 120 | d0359 | T-Mobile @ 117' | AT&T @ 100' | Verizon @ 120'
Glastonbury | ** Woodland Street | monppole or monopine | Eco-Site | 150 | d478 D & M plan approved on Jan 17, 2019 | T-Mobile @ 146' | AT&T @ 136'
Glastonbury | *** Hebron Avenue, Bldg * | rooftop |  |  |  | T-Mobile @ 78' | Verizon @ 68'
Glastonbury | *** Main Street | utility pole | Verizon | 29 | small cell | Verizon @ 29.75'
Glastonbury | Birch Mtn Rd | self-supporting lattice | DEP | 120 | d0063.1 | dps/dep/oem @ 117'
Glastonbury | Manchester Road | utility pole | Verizon | 36 | small cell; adjacent to 1194 Manchester Road | Verizon @ 35.6'
Glastonbury | Paxton Way | monopole | Crown Castle | 150 |  | Sprint @ 147'
Goshen | *** Brush Hill Road | monopole | SBA Communications | 195 | d0260; Certificate transferred 7/15/10 | Sprint @ 195' | Verizon @ 185' | T-Mobile @ 160'
Goshen | *** North Street (Route **) | monopole | Verizon | 150 | d0337; reopening and amendment of t-arm condition on 3/28/19; t-mobile TS; | Verizon @ 150' | AT&T @ 137' | T-Mobile @ 138'
Goshen | * Old Middle Street | church steeple | Sprint | 68' |  | Sprint @ 68'
Goshen | *** Old Middle Street | light pole | AT&T | 30 | AT&T @ 27' & 30'
Granby | ** North Granby Road | monopole | SBA | 150 |  | Nextel @ 150' | T-Mobile @ 120' | Cingular @ 140' | Cingular/AT&T @ 100'
Granby | *** Lost Acres Road | self-supporting lattice | SBA Towers II, LLC | 170 | tower extended 10' under p0916 | Verizon @ 160' | AT&T @ 170'
Granby | *** East Street | silo |  | 65' | carrier: AT&T, Verizon | AT&T @ 65' | Verizon @ 71'
Granby | ** Higley Road | monopole | New Cingular | 120 | (d0263) transfer of Certificate and revision of D&M plan | Cingular @ 120' | T-Mobile @ 107'
Granby | ** Petersen Road | power mount | CL&P (#11065) | 100 | (p0724) replace transmission line structure to accommodate antennas | Cingular @ 100'
Granby | * Upper Meadow Road | monopole | Cellco | 150 | (d0263) up to 4 equipment cabinets | Cingular/AT&T @ 150' | Verizon @ 137'
Greenwich | * American Lane | rooftop/in-building IP access |  | 60' | Greenwich American Centre: Sprint a@ 65', t-mobile @ 59'10", AT&T @52'6" | T-Mobile | Sprint @ 65'
Greenwich | * Fawcett Place | rooftop | AT&T Wireless | 60'8" | AT&T antennas concealed within a 20' flagpole on top of roof
Greenwich | * Greenwich Plaza - Arch Street | rooftop |  | 51'-100' | t-mobile @ 50', Nextel @ 69', Verizon @ 106' | Cingular @ 102' | T-Mobile @ 74' | Verizon @ 100' | Nextel @ 80' | clear wireless @ 85'
Greenwich | * Sound Shore Drive | rooftop |  | 60 | 20-foot flagpole on rooftop | MetroPCS @ 72'
Greenwich | ** Greenwich Avenue | rooftop |  |  |  | T-Mobile @ 52'
Greenwich | **** North Street/Banksville | monopole | Crown | 175 | (d0086.2/p0518) Greenwich AC/A Banksville site | Verizon @ 177' | Cingular int @ 120' | T-Mobile @ 145' | Cingular/AT&T @ 125' | Cingular @ 168'
Greenwich | **** East Putnam Avenue | rooftop | Fountainhead Properties | 35'-47'8" | Nextel @52'6", t-mobile @ 55'8" | T-Mobile @ 74' | Verizon @ 46.9' | Nextel @ 52.5' | Sprint @ 51'
Greenwich | **** East Putnam Avenue (Rt. *) | rooftop | AT&T Wireless | 73'6" | AT&T antennas on Hotel @51' | Cingular @ 52'
Greenwich | ****-**** East Putnam Avenue | rooftop | Verizon | 32' |  | Verizon @ 32'
Greenwich | *** Greenwich Avenue | steeple | St. Mary's Church |  |  | T-Mobile @ 56'
Greenwich | ** Bowman Drive | water tank |  | 114' | Verizon antennas @65'
Greenwich | ** Butternut Hollow Road | water tank |  | 130' | t-mobile antennas @124'
Greenwich | ** Ritch Avenue West | monopine | Verizon | 77 | d0414; monopine replaces AT&T flagpole tower formerly on site; overall height with branches is 84' | Verizon @ 57' | AT&T @ 67' | T-Mobile @ 77'
Greenwich | *** Riversville Rd | monopole | New Cingular | 150 | (d0050/p0495) antennas to be mounted on 10' extension of new 150' replacement tower | Cingular @ 150' | Nextel @ 107' | Verizon @ 140' | T-Mobile @ 162'
Greenwich | *** Round Hill Road-tower A | monopole/stick | Verizon | 115 | d0309 | Verizon PCS @ 110' | Verizon cellular @ 100' | Cingular/AT&T @ 90'
Greenwich | *** Round Hill Road-tower B | monopole/stick | Verizon | 115 | d0309 | T-Mobile @ 120' | Sprint/Nextel @ 100' | Sprint/Nextel @ 90'
Greenwich | *** West Putnam Avenue (** Old Post Road No. *) | rooftop | Message Center Mgmt | 42'8"-61' | AT&T @ 52'9", t-mobile @ 55'1", Verizon @ 55'-66', Sprint @ 56'6", Nextel 58' | Sprint @ 98' | T-Mobile @ 53' | Verizon @ 50' | Cingular @ 64' | Nextel @ 58' | MetroPCS @ 42'
Greenwich | * Perryridge Rd | monopole | Greenwich Hospital | 164 | d0073.1 | Verizon @ 124' | Sprint @ 154' | T-Mobile @ 144' | Nextel @ 113' | eversource @ 114'
Greenwich | ** Drinkwater Place | utility woodpole | AT&T | 38' 6" | Petition No. 1452 | AT&T @ 40' 6"
Greenwich | ** East Putnam Avenue | rooftop |  | 202'11"-204" | YMCA - Sprint @ 208', AT&T @ 225' | Cingular @ 67'
Greenwich | *** Riversville Road | Church spire | Greenwich Congregational Church | 85'2" | Sprint @ 68' | Sprint @ 68' | Verizon @ 60' | AT&T @ 49'
Greenwich | * Sound Shore Drive | power mount | CL&P(#1281) | 133 | p0399 | Sprint @ 148' | Verizon @ 138'
Greenwich | Bruce Mem Golf Course/King St | self-supporting lattice | Greenwich, Town of | 100 |  | Verizon @ 100'
Greenwich | Butternut Hollow Rd | self-supporting lattice | DPS | 180 | d0150 | Verizon @ 100'/130' | dps @ 177'/105' | Cingular @ 150' | cl&p @ 165' | T-Mobile @ 130'
Greenwich | DeKraft Road | water tank |  |  |  | T-Mobile @ 121' | Sprint @ 157'
Greenwich | East Putnam Avenue | utility pole | Verizon | 32 | small cell; adjacent to 10 Hillside Rd, across from intersection of Overlook Drive | Verizon @ 32.7'
Greenwich | Hillside Road | utility pole | Verizon | 31 | small cell; adjacent to 10 Hillside Road | Verizon @ 31'
Greenwich | Off Station Dr | monopole | CL&P | 140 | p0466 | T-Mobile @ 162'
Greenwich | Old Church Road | utility pole | Verizon | 31 | small cell; adjacent to 444 Old Church Road | Verizon @ 31'
Greenwich | Pemberwick Road | utility pole | Verizon | 30.4 | small cell; adjacent to 108 Pemberwick Road | Verizon @ 30.4'
Greenwich | Shore Road | utility pole | Verizon | 35.4 | small cell; adjacent to 495 Field Point Road | Verizon @ 35'
Greenwich | Shore Road | utility pole | Verizon | 35 | small cell; adjacent to 134 Shore Road | Verizon @ 35'
Greenwich | Shore Road | utility pole | Verizon | 35 | small cell; adjacent to 52 Shore Road | Verizon @ 35'
Greenwich | Sound Beach Avenue (CL&P #****) | power mount | CL&P | 95 | (p0467) install 3 additional equipment cabinets in shelter | Cingular/AT&T @ 107'
Greenwich | Sound Beach Avenue | utility pole | Verizon | 34 | small cell; adjacent to Vista Avenue | Verizon @ 34.8'
Greenwich | Sound Shore Drive (CL&P #****) | self-supporting lattice with power mount | CL&P | 150 | p0443A - relocation from CL&P #1292 to CL&P #1279 | AT&T @ 160'
Greenwich | Sound View Road (CL&P #****) | power mount | CL&P | 99 | p0526 | T-Mobile @ 107.5'
Greenwich | Valley Road | utility pole | Verizon | 23 | small cell; adjacent to 370 East Putnam Avenue | Verizon @ 23'
Greenwich | **** King Street | in-building IP access |  |  | office building | T-Mobile
Greenwich | **** East Putnam Drive | rooftop | Hyatt Regency |  |  | T-Mobile @ 50'
Greenwich | *** Valley Road | water tank | Aquarion Water Co. | 47'7" | p1010 - AT&T to place cap and 15' tower on top of water tank for antennas | AT&T @ 60'
Greenwich | Byram Road | utility pole | Verizon | 25 | small cell; intersection of Byram Road and West Putnam Ave | Verizon @ 25'
Greenwich | Davis Avenue | utility pole | Verizon | 28 | small cell; adjacent to 242 Davis Avenue | Verizon @ 28'
Greenwich | East Elm Street | utility pole | Verizon | 32 | small cell; adjacent to 156 East Elm Street | Verizon @ 32'
Greenwich | Mason Street | utility pole | Verizon | 29 | small cell; adjacent to 112 Mason Street | Verizon @ 29'
Griswold | *** Bishop Crossing (** Polinsky Drive) | monopole | SBA Inc | 150 |  | Cingular @ 147' | Verizon @ 107'
Griswold | **** Voluntown Road | monopole | Crown Castle | 180 | 2 new equipment cabinets on 5x3 concrete pad, Sprint on tower @ 177' | Verizon @ 167'
Griswold | *** (***) Bishop Crossing Road | silo |  |  |  | T-Mobile @ 62'
Griswold | **** Glasgo Road | monopole | Mariner Tower | 199 | d0196 | Verizon @ 197' | T-Mobile @ 185'
Griswold | *** (***) Norman Road | self-supporting lattice | Mariner Tower | 160 | 70"x6.3"x2.7" antennas | Verizon @ 158' | T-Mobile @ 150' | Cingular/AT&T @ 138'
Griswold | *** Slater Avenue | small cell | Town of Griswold | 28.1 | p1187 | Verizon @ 38.1'
Griswold | ** Yurechko Drive | monopole | AT&T | 120 | d0246 | Cingular/AT&T @ 120'
Griswold | ** Main Street | small cell | Verizon | 64.5 | small cell in faux flue pipe on building roof, p1165 | Verizon @ 62.5'
Groton | **** Shennecossett Road | smokestack |  |  |  | T-Mobile @ 98'
Groton | *** New London Road/Route * | water tower |  |  |  | Sprint @ 88' | T-Mobile @ 72'
Groton | **** Pleasant Valley Road North | monopole | SBA | 150 | d0330; extended 10 feet in p0835 | T-Mobile @ 137' | Verizon @ 147' | AT&T @ 127'
Groton | *** Welles Road | monopole | SBA | 120 | d0230 | Sprint @ 120'
Groton | *** Brandegee Avenue | water tower | City of Groton |  |  | Sprint @ 84' | T-Mobile @ 65' | Verizon @ 73'
Groton | *** Gold Star Highway | in-building IP access |  |  | Walmart | T-Mobile
Groton | **** Gold Star Highway | monopole | SBA | 150 | d0319 & p0822 | Cingular/AT&T @ 130' | Verizon @ 148' | clearwire @ 138' | T-Mobile @ 137'
Groton | ** Cathedral Heights | steeple |  |  |  | T-Mobile @ 68'
Groton | *** Sandy Hollow Road | monopole | SBA | 130 | d0343 | T-Mobile @ 127' | MetroPCS @ 117' | Verizon @ 117'
Groton | *** Oral School Road (*** Cow Hill Road) | rooftop |  |  |  | Verizon @ 45.9' | Sprint
Groton | **-** Broad Street Ext. | building mount |  |  |  | Cingular @ 59'
Groton | ** Skyview Terrace | Water Standpipe | City of Groton; Dept. of Utilities | 67' |  | Cingular @ 80' | T-Mobile @ 67' | Nextel @ 82'
Groton | *** Meridian Street | self-supporting lattice | City of Groton | 99' |  | Cingular @ 85'
Groton | ** Nantucket Drive | Water Standpipe | Aquarion Water Co. | 93' |  | Cingular @ 72'
Groton | *** Bridge Street | billboard |  |  |  | T-Mobile @ 60' | Verizon @ 73'
Groton | ** Groton Long Point Rd | self-supporting lattice | Groton, Town of | 140 | d0175 | Verizon @ 140' | Cingular @ 133' | Nextel @ 90'
Groton | *** Flanders Rd | monopole | Crown Castle | 130 | add 2 Nortel S8000 equipments cabinets and 1 power/telco cabinet | metricom @ 133'8" | Cingular/AT&T @137 | T-Mobile @ 130' | Verizon @ 110'
Groton | ** Roberts Rd. | monopole | Crown Castle | 150 |  | Cingular @ 144' | Sprint @ 117' | Verizon @ 135'
Groton | ** Briar Hill Road | guyed lattice | Citadel Broadcasting | 250 |  | Sprint @ 190' | T-Mobile @ 177'
Groton | Eastern Point Road - Pfizer | rooftop |  |  |  | Nextel @ 76'
Groton | Navy Exchange | in-building IP access |  |  | Navy Exchange | T-Mobile
Groton | River Road | utility pole | Verizon | 25 | small cell; adjacent to 233 River Road, Mystic | Verizon @ 25'
Guilford | ** Tanner Marsh Rd | monopole | CTI Towers | 150 | p1066 replaces former 88' ssl with 150' m | Verizon @ 150' | Sprint @ 140'
Guilford | ** Tanner Marsh Rd | self-supporting lattice | American Tower | 190 | d044.2; p1021 - replace 150' monopole with 190' ssl | Cingular @ 160' | wmnr @ 125' | T-Mobile @ 170' | MetroPCS @ 180' | town of guilford @ var. | usa mobility @ 130'
Guilford | *** Manor Rd | monopole | Crown Atlantic | 150 | d0056.1 | Verizon @ 150' | Cingular @ 140' | Cingular/AT&T @ 123' | Sprint @ 143'
Guilford | *** Sachems Head Road | water tank |  |  |  | Verizon @ 85' | T-Mobile @ 85'
Guilford | **** Boston Post Road | monopole | Sprint | 150 | p0613; location of tower relocated on property in d0349 | Verizon @ 120' | Cingular @ 150' | Nextel @ 100' | T-Mobile @ 150'
Guilford | ** Granite Road | monopole | AT&T | 110 | d0252 original approval; P1114 raises tower 10' to 110' | Cingular @ 100' | Verizon @ 107' | MetroPCS @ 90'
Guilford | **** Long Hill Road | monopole | Crown Castle | 180 | (d0238) equipment cabinets on concrete pad | Sprint @ 177.5' | T-Mobile @ 128' | Verizon @ 145' | AT&T @ 167'
Guilford | ** Park Street | self-supporting lattice | Town of Guilford | 100' | Town Hall
Guilford | *** RT ** (Killingworth Road) | self-supporting lattice | SBA | 150 | (d047/p0726) expand base compound 450 sq. ft. | rollins @ 145' | Sprint @ 140/90' | Cingular/AT&T @ 150' | Nextel @ 120'
Guilford | *** Rockland Road | monopole | SBA | 150 | (d0271) AT&T not on tower - merged with Cingular; p0899 extends height of tower by 10' | Sprint @ 147.5' | Cingular @ 137' | Verizon @ 157'
Guilford | *** Church Street | self-supporting lattice | Town of Guilford | 40' | Guilford Police Station
Guilford | *** Cooks Lane Rd, Totoket Ridge | self-supporting lattice | Menuncketuck Comm Corp | 180 |  | Cingular @ 152.5' | Verizon @ 175' | dps @ 127/130'
Guilford | *** Boston Post Road | rooftop | AT&T Wireless | 40' |  | Cingular @ 36'
Guilford | *** Boston Post Road | in-building IP access |  |  | Walmart | T-Mobile
Guilford | *** Boston Post Road | small cell | Sachem Square, LLC | 22.8 | p1172 | Verizon @ 30'
Guilford | Ledge Hill Road | self-supporting lattice | Town of Guilford | 100' | Melissa Jones School
Guilford | Moose Hill Road | monopole | T-Mobile | 110 | d0417 | T-Mobile @ 108'
Haddam | *** Aqua Spring Road | self-supporting lattice | Nextel | 73' 6" |  | Nextel @ 73'
Haddam | *** Morris Hubbard Rd (*** Killingworth Road) | monopole | American Tower | 150 | d0084 | Cingular @ 153' | Verizon @ 144' | Sprint @ 150' | Nextel @ 131' | MetroPCS @ 140'
Haddam | *** Hubbard Road | monopole | SBA Inc | 160 |  | MetroPCS @ 157'
Haddam | *** Chamberlain Hill Road | monopole | SBA Towers, Inc. | 185 |  | Cingular @ 175' | Sprint @ 185'
Haddam | *** Pokorny Rd | self-supporting lattice | CL&P/NU | 280 | p102; p1027 - replace guyed lattice tower with self-supporting lattice tower; P1133 EFR Verizon antennas | CL&P @ var. hts. | Verizon @ 145' | dps @ 280' | Sprint @ 155'
Haddam | *** Chamberlain Hill Road | self-supporting lattice | American Towers | 365 | install ground equipment in existing building | Eversource @ var. hts. | marcus @ var. hts. | US DHS @ var. hts. | mediaflo @ 274' | enertrac @ 340' | Sigfox @ 315'
Haddam | *** Plains Road (Turkey Hill Rd) | self-supporting lattice | Crown Castle | 180 | d0058.3/p0434 | Verizon @ 180'/174'/150'/125'/60' | Cingular @ 165' | Sprint @ 150' | T-Mobile @ 186'
Haddam | ** Maple Ave West | monopole | Crown Castle | 120 | d0170 | Verizon @ 110'/118' | T-Mobile @ 100' | Cingular/AT&T @ 87' | Haddam VFD @ 110'
Haddam | Foot Hills Road | self-supporting lattice | Storer Comm. | 50 | d028 | storer @ 47'
Hamden | * Circular Avenue | flagpole on bldg. |  |  |  | Cingular @ 41'
Hamden | ** Booth Terrace | self-supporting lattice | GM Industries | 100 | no commercial carriers
Hamden | ** Hamden Park Drive | other | Comcast | 25 | (d0194) CATV | comcast @ ?
Hamden | **** Wintergreen Ave (West Rock Park)(**** Wintergreen) | self-supporting lattice | Eric Zachs (West Rocks LLC) | 250 | d0056.2 | Verizon @ 180' | marcus @ 250'/180' | Nextel @ 158' | Cingular/AT&T @ 108' | Sprint-Nextel @ 150'
Hamden | **** Wintergreen Ave (West Rock Park)(**** Wintergreen) | self-supporting lattice | Eric Zachs (West Rocks LLC) | 195 |  | Nextel @ 150' | MetroPCS @ 160' | clearwire @ 140'
Hamden | **** Dixwell Avenue | rooftop
Hamden | **** Whitney Avenue | rooftop | Message Center Mgmt |  |  | Cingular @ 77'
Hamden | **** Whitney Avenue | rooftop | Verizon | 52 |  | Verizon @ 52'
Hamden | **** Dixwell Avenue | o-flagpole | FNS Associates | 100 |  | T-Mobile @ 100'
Hamden | ***-*** Putnam Avenue | rooftop |  |  |  | T-Mobile @ 119' | Sprint @ 89'
Hamden | **** Dixwell Avenue | rooftop | Beans Realty |  | site supplied by town assessor's office
Hamden | *** Willow Street | monopole | Sprint | 160 | d0324 | Sprint @ 157' | Verizon @ 147' | t-mobile @ 138'
Hamden | **** Dixwell Avenue | rooftop | Anthony Cucinelli et al |  |  | Sprint @ 62'
Hamden | ** (**) West Woods Road | smokestack |  |  |  | Sprint @ 47'
Hamden | *** Kirk Road | monopole | Verizon | 120 | d471 D& M approved on Jan 17, 2019 | Verizon @ 120'
Hamden | **** Dixwell Avenue | utility pole | Verizon | 37 | small cell | Verizon @ 37'
Hamden | **** (****) Whitney Avenue | rooftop | Hamden Realty Associated LP |  |  | Cingular @ 115' | Verizon @ 75'
Hamden | **** Whitney Avenue (** School Street) | rooftop |  |  |  | T-Mobile @ 76' | Sprint @ 87'
Hamden | *** Benham St | guyed lattice | The Apostles of the Sacred Heart | 91.5 | rooftop | Verizon @ 64' | Cingular @ 54' | T-Mobile @ 70'
Hamden | *** Circular Avenue | utility pole | Verizon | 42 | small cell | Verizon @ 42.75'
Hamden | *** Mount Carmel Ave. | other | Quinn Coll. | 22,9 | replace 82' flagpole with 20' flagpole on Ledges student dorm and 9' cupola on Facilities Bldg | Cingular @ 67'/30' | Verizon @ 48'
Hamden | **** State Street | self-supporting lattice | Global Signal | 120 |  | Cingular @ 110' | Sprint @ 120'
Hamden | **** Whitney Avenue | flagpole on bldg. | Amkraut-Vuolo Realty Assoc |  | site supplied by town assessor's office
Hamden | **** State Street | monopole | Nextel | 140 | 3 Nortel S8000 cabinets; Nextel on @ 144.5' | T-Mobile @ 132.5' | Verizon @ 136'
Hamden | **** Whitney Avenue | rooftop |  |  |  | Sprint @ 46'
Hamden | *** Gaylord Mountain Road | guyed lattice | Clear Channel | 625 | up to 4 equipment cabinets in existing building | Cingular/AT&T @ 180' | MediaFLO @ 520.5'
Hamden | **** Whitney Ave | power mount | CL&P/NU | 101 | p0744 - AT&T goes on monopole; T-Mobile moves from lattice structure approved under p0440 in TS-T-Mobile-062-060621 | T-Mobile @ 107.25' | AT&T @ 116'
Hamden | *** Mix. Ave. | wood utility pole | UI | 79 | (p0437) replace 30' wood utility pole with 79' wood utility pole | ui @ 79'
Hamden | *** Putnam Avenue | ballast mounted monopole | Crown Castle | 100 | petition No 1359 | T-Mobile @ 95'
Hamden | *** Prospect Street | rooftop |  |  |  | Verizon @ 56'
Hamden | *** Woodin Street | monopole | Tarpon Towers II, LLC | 120' | D486; D&M plan approved Feb 27, 2020; | Verizon @ 120' | T-Mobile @ 110'
Hamden | ***-*** Mix Avenue | rooftop | Chestnut Hill South LLC |  |  | Sprint @ 57' | T-Mobile @ 60' | Nextel @ 54' | MetroPCS @ 57'
Hamden | *** Evergreen Avenue | silo | Crown (State of CT Ag Experimental Station) | 108 | d0195 | Cingular @ 85' | Sprint @ 75' | Verizon @ 95' | MetroPCS @ 65' | T-Mobile @ 104'
Hamden | *** (***) Mix Avenue | rooftop |  |  |  | Verizon @45.5'
Hamden | *** Mix Ave | monopole | 975 Mix Ave | 20 | (p0592)replace existing gl tower with 20' monopole and 8' antenna support pipe | Cingular @ 28'
Hamden | Circular Avenue | utility pole | Verizon | 42 | small cell; near 546 Circular Ave | Verizon @ 42.75'
Hamden | Pine Rock Avenue | utility pole | Verizon | 34 | small cell; adjacent to 325 Woodin Street | Verizon @ 34'
Hamden | Pine Rock Avenue | utility pole | Verizon | 34 | small cell; adjacent to 677 Pine Rock Avenue | Verizon @ 34'
Hamden | Talmadge Road | guyed lattice | LIN television Corporation | 907 |  | Sprint @ 200.6 | DRW NX @ 650'
Hamden | **** Wintergreen Avenue/*** Baldwin Drive | self-supporting lattice | CT DPS | 120 |  | Sprint @ 72'
Hampton | *** Fisk Rd | guyed lattice | American Tower Management, Inc | 160 | Sprint on tower @ 150'; Nextel on @ 160' | Verizon @ 142' | Cingular/AT&T @ 130' | T-Mobile @ 115' | Sprint @ 150' | Nextel @ 160'
Hampton | *** Main Street | steeple | Congregational Church |  |  | Cingular @ 55'
Hartford | * Constitution Plaza | rooftop |  |  | satellite antenna
Hartford | * Gold Street | rooftop | Message Center Mgmt | 350 |  | T-Mobile @ 300' | Nextel @ 352'
Hartford | * State St | building mount | Gerald Hines, HSBI&I | 300 | (d0058.4)Add 1- transmit PD 10017 antenna | Verizon @ 315'
Hartford | ** Columbus Boulevard
Hartford | *** East Service Rd | self-supporting lattice | DOT | 140 | d0109 | dot @ 140'
Hartford | *** Prospect Avenue | rooftop |  |  |  | T-Mobile @ 51'
Hartford | *** Retreat Avenue | rooftop |  | 118' |  | Cingular @ 125' | Sprint @ 118' | Verizon @ 117.5' | T-Mobile @ 118'
Hartford | *** Washington St. | building mount | DPS | 43 | (p0141.3)on building top, remove existing dish | necs @ 38'
Hartford | *** Wells St. | rooftop |  |  |  | T-Mobile @ 125'
Hartford | **** Asylum Avenue | tower/rooftop |  |  | 62' tower on roof
Hartford | **** Broad Street | smokestack |  | 78' |  | Sprint @ 78'
Hartford | ** Asylum Street | rooftop |  | 83' |  | Verizon @ 83'
Hartford | ** Mountain Rd/***H Mountain Road | monopole | American Tower | 110 | d040.3/p0920 adds 10-foot extension to 100-foot monopole | Cingular @ 100'/110' | T-Mobile @ 87' | clearwire @ 110' | town of west hartford @ 77' & 60' | MetroPCS @ 70' | Verizon @ 80'
Hartford | *** Bartholomew Avenue | rooftop |  |  |  | Verizon @ 58.1'
Hartford | *** Woodland Street | rooftop |  | 80' | Also In-building microcell (At&t/Cingular) | Cingular @ 80'
Hartford | *** - *** Zion Street | rooftop |  |  |  | T-Mobile @ 43'
Hartford | *** Broad Street | rooftop | Hartford YWCA |  |  | Sprint @ 102'/92'
Hartford | *** Woodland Street | rooftop |  |  |  | T-Mobile @ 58'
Hartford | **** Park Street | rooftop |  | 134' |  | Cingular @ 134' | Sprint @ 116' | T-Mobile @ 83' | Nextel @ 118'
Hartford | ***-*** Westland St. | rooftop |  |  |  | Verizon @44'
Hartford | **** Main Street (** New Donald St) | rooftop |  |  |  | Sprint @ 114' | T-Mobile @ 98'
Hartford | *** Capitol Ave. (State Office Bldg.) | building mount | DPS | 90 | (p0141.4)on NW & SE corners of bldg; remove 4 exisitng dishes | necs @ 63' | dps @ 80'
Hartford | *** Allen Place | rooftop |  |  |  | Sprint @ 105' | T-Mobile @ 106'
Hartford | *** Oak Street | rooftop |  |  |  | T-Mobile @ 70'
Hartford | ** Church Street | rooftop |  |  | satellite receive antenna on south side of building, mezzanine level
Hartford | *** Bloomfield Avenue | rooftop |  | 65' | at University of Hartford | Cingular @ 65' | T-Mobile @ 49' | Verizon @ 57.5'
Hartford | **** Park Street | smokestack |  |  |  | Cingular @ 83'
Hartford | **** Park Street | rooftop |  |  |  | Sprint @ 40'
Hartford | ** Oak Street | rooftop |  |  |  | Verizon @ 120' | MetroPCS @ 85' | T-Mobile @ 85'
Hartford | *** New Park Avenue | monopole | Crown Castle | 100' | p0889 adds 10' extension; P1001 - MetroPCS expands compound slightly | Sprint @ 100' | Verizon @ 108' | MetroPCS @ 80'
Hartford | ** Elliott Street | rooftop |  |  |  | T-Mobile @ 50'
Hartford | *** Brainard Road | monopole | AT&T | 98 |  | Cingular @ 98' | Verizon @ 88' | clearwire @ 78'
Hartford | ** Vine Street | rooftop (church steeple) |  | 100' |  | Cingular @ 100' | Nextel @ 59'
Hartford | *** Farmington Avenue | rooftop |  |  |  | T-Mobile @ 83'
Hartford | *** Sisson Avenue | rooftop |  |  |  | Verizon @ 53'
Hartford | *** Brainard Road | smokestack |  | 110' | MDC sewage plant | T-Mobile @ 103'
Hartford | *** (***) Wawarme Avenue | rooftop |  |  | Depasquale | Sprint @ 79' | T-Mobile @ 82' | Verizon @ 75.1' | Cingular @ 88'
Hartford | *** Constitution Plaza | rooftop |  |  |  | Sprint @ 82' | Nextel @ 145'
Hartford | *** Garden Street | rooftop |  |  |  | T-Mobile @ 45'
Hartford | *** Trumbull Street | rooftop
Hartford | *** Asylum Street | rooftop |  | 60' |  | Verizon @ 60'
Hartford | ***-*** Barbour Street | rooftop |  |  |  | T-Mobile @ 42'
Hartford | ** Woodland Street | rooftop |  |  |  | T-Mobile @ 118'
Hartford | *** West Service Road | monopole | American Tower | 150 |  | Verizon @ 115' | Nextel @ 145' | T-Mobile @ 125'
Hartford | ***-*** Asylum Street | rooftop |  | 148' |  | T-Mobile @ 117' | Sprint @ 144'
Hartford | ** Woodland Street | rooftop |  | 114' |  | Sprint @ 114' | T-Mobile @ 125'
Hartford | *** Market Street | small cell | Communinity Renewal Team | 40' | P1242 faux chimney on roof of office building | Verizon @ 38'
Hartford | ** Vernon Street | rooftop |  | 67' |  | Cingular @ 67'
Hartford | *** Campfield Avenue
Hartford | **** Main Street | rooftop |  | 108' |  | Cingular @ 108'
Hartford | *** Broad St. (State Armory) | guyed lattice | OEM | 135 | (p0141.5)replace existing 65' tower on 70' high building, and remove three tower structures on the bldg. | necs @ 68' | dps @ 114' | dep,dmv,dot,dps,dph,military,state&county fire @ 80-135'
Hartford | *** Capitol Ave | building mount | Message Center Mgmt | 90 |  | American Messaging Service
Hartford | *** Sheldon Street | building mounted guyed lattice tower | NU | 51 | p1026 replace monopole on top of Area Work Center building | CL&P @ var. hts.
Hartford | ***-*** Homestead Ave | monopole | Crown Media | 140 | (d0126) add equipment cabinet | Verizon @ 138' | T-Mobile @ 125' | Cingular @ 117' | Sprint @ 104'
Hartford | ** Oliver Street | steeple |  |  |  | T-Mobile @ 55'
Hartford | ** Webster Street | rooftop |  | 50' |  | T-Mobile @ 48' | MetroPCS @ 40'
Hartford | * Clark Street | steeple |  |  |  | T-Mobile @ 64'
Hartford | ** Morgan Street | rooftop | Crowne Plaza Hotel |  |  | Cingular @ 180'
Hartford | *** Albany Avenue | rooftop |  |  |  | Verizon @ 42'
Hartford | *** Blue Hills Avenue | rooftop |  | 86' |  | Sprint @ 86'/103' | T-Mobile @ 119' | Verizon @ 88'
Hartford | ** Farmington Avenue | rooftop |  |  |  | Cingular @ 181'
Hartford | ** Trumbull St | building mount | AT&T |  | Increase channels change antenna type | Cingular @ 210'
Hartford | *** Asylum Street | rooftop | Message Center Mgmt | 89' |  | Cingular @ 89'
Hartford | ** Pratt Street | rooftop |  |  |  | T-Mobile @ 114'
Hartford | *** Asylum Street | building mount | Capitol View Apts | 95 | (325)New equipment Bldg on Roof | Verizon @ 107.9'
Hartford | ** Columbus Boulevard | smokestack/rooftop |  | 110' |  | Cingular @ 65' | Sprint @ 140' | Verizon @ 110'
Hartford | ** Gillett Street | tower
Hartford | ** Savitt Way | rooftop | Meadows Music Theater |  |  | Verizon @ 81'
Hartford | *** Asylum Avenue | rooftop |  |  |  | T-Mobile @ 10'
Hartford | *** Maple Avenue | rooftop |  | 76' |  | Cingular @ 76' | Sprint @ 75' | Verizon @ 75'
Hartford | *** Albany Avenue | steeple |  |  |  | T-Mobile @ 81'
Hartford | *** Windsor Street | rooftop |  | 80' |  | Cingular @ 80' | MetroPCS/T-Mobile @ 55' | Sprint @ 65'
Hartford | ** Sigourney Street | rooftop |  |  |  | Verizon @ 108'
Hartford | *** West Boulevard | rooftop |  |  |  | T-Mobile @ 50'
Hartford | ** Weston Street | monopole | Crown Castle | 110 | Cingular to expand pad for installation of additional cabinets | T-Mobile @ 80' | Cingular @ 97' | Sprint @ 107' | Verizon @ 64'
Hartford | *** Maple Avenue | smoke stack | 920 Maple Ave LLC | 50'
Hartford | *** Maple Avenue | rooftop |  |  |  | T-Mobile @ 52'
Hartford | ** Meadow Street/*** Meadow Street | monopole | American Tower | 150 | one more equipment cabinet | Sprint @ 98' | T-Mobile @ 123' | Nextel @ 150' | Cingular @ 137' | Verizon @ 79'
Hartford | Hartford Civic Center | building mount | Hartford Civic Center |  | add fiber optic cable & 2 transmit, 2 receive antennas (Huber & Sunher 1308.17) | Cingular @ ? | Verizon @ 20'
Hartford | LOB - Capitol Ave | building mount | BAM |  | Add a fiber optic cable and 2 transmit, 2 receive antennas(Huber&Sunher 1308.17 | Cingular @ ? | Verizon @ ?
Hartford | *** Main Street | rooftop |  |  |  | Verizon @ 61/58'
Hartford | ** Sumner Street | rooftop |  |  |  | T-Mobile @ 89'
Hartford | ** Eaton Road | rooftop/in-building |  |  |  | T-Mobile @ 62'
Hartford | *** Main Street | rooftop |  |  |  | T-Mobile @ 181'
Hartford | *** Asylum | rooftop |  |  |  | Verizon @ 92'
Hartford | *** Wethersfield Avenue | light pole | AT&T | 30' | install 1 x sinle canister antennna and equipment enclosure at bottom of pole | A&T @31' 6"
Hartland | ** Welsh Road | lattice | Town of Hartland | 180' | elevation 1074.96 | Verizon @ 180' | town @ 180'
Hartland | *** Hartland Boulevard | monopole | AT&T | 120 | d0312 | Cingular @ 120'
Hartland | Mountain Rd | self-supporting lattice | Continental Cablevision | 110 | d036.2 | continental catv @ 110' | granby pd @ 110' | civil defense radio @ 110'
Hartland | Route *** - Center Hill Road | lattice | Town of Hartland | 180' | approved by Town of Hartland (mtg. 11/3/05) | Verizon @ 180'
Harwinton | *** Campville Hill Road | monopole | Crown Castle | 180 |  | Cingular/AT&T @ 157' | Verizon @ 147' | Nextel @ 137' | Sprint @ 177' | T-Mobile @ 167' | Cingular @ 122'
Harwinton | *** Clearview Avenue | monopole | SBA | 195 | add 2 Nortel S8000 cabinets | Verizon @ 183' | Nextel @ 173' | T-Mobile @ 195'
Harwinton | *** Weingart Rd | monopole | American Tower | 180 | d0138.1 | Cingular @ 180' | Verizon @ 170' | clearwire @ 145'
Harwinton | ** Hungerford Lane | monopole | Crown Castle | 180 | Sprint on tower @ 180' | Verizon @ 170' | Sprint @ 180' | new Cingular @ 158'
Harwinton | Wildcat Hill Rd | guyed lattice | AT&T | 100 | p079.2 | Cingular @ 96' | T-Mobile @ 99'
Hebron | *** Buck Road | monopine | Crown Castle | 120 |  | Verizon @ 97' | Nextel @ 107' | Cingular/AT&T @ 87'
Hebron | ** Gilead Street | self-supporting lattice | Town of Hebron | 70' | Town Hall
Hebron | *** Gilead Street | light pole | Verizon/Hebron Lions Club | 30 | p1095 - install "small cell" facility with 3 small antennas | Verizon @ 30'
Hebron | ** Main Street | self-supporting lattice | Town of Hebron | 100' | Firehouse
Hebron | ** Wall Street | flag-monopole | SBA | 150 | cabinets on concrete pad | Verizon @ 135' | Cingular/AT&T @ 115' | Sprint @ 145'
Hebron | *** Gilead Street (** Hardy Road) | stealth flagpole | SBA | 150 | p0565 | Cingular/AT&T @ 145' | Verizon @ 135' | Sprint @ 117'
Kent | *** Bulls Bridge Road | monopole | Crown Castle | 180 | d0162 | Cingular/AT&T @ 152' | Cingular @ 180'/160' | CT police @ 150' | Sprint @ 124.5' | wmnr @ 114.5' | Nextel @ 160'/110' | lac @ 150' | Verizon @ 160'
Kent | ** Maple Street | monopole | Verizon | 150 | d0353 | Verizon @ 150 | town @ 150' & 110' | AT&T @ 140' | T-Mobile @ 110' | Eversource @ 84'
Kent | Macedonia Road | utility pole | Verizon | 36 | small cell | Verizon @ 36'
Kent | ** Richards Road | monopole | Homeland Towers | 154' | D488 | AT&T @150'
Killingly | **** North Road | self-supporting lattice | American Tower | 300 |  | conn2 @ 260' | Nextel @ 206' | Verizon @ 267' | Cingular @ 254' | T-Mobile @ 277 | Sigfox @ 288'
Killingly | **** North Road | self-supporting lattice | American Tower | 300
Killingly | *** Main Street | rooftop small cell | Town of Killingly | 57 | p1132 - install 1 small cell antenna on top of Killingly town hall | Verizon @ 64'
Killingly | *** Mechanic Street | rooftop monopole | Eversource | 79 | p1308 replacement tower on Eversource property | Eversource @ 77'
Killingly | *** Louisa Veins Drive | water tank |  |  |  | Verizon @ 75'
Killingly | *** East Franklin Street | monopole | SBA Towers | 160 |  | Verizon @ 155' | T-Mobile @ 137' | Cingular/AT&T @ 127'
Killingly | *** Ross Road | monopole | New Cingular | 120 | (d0283) transfer of certificate from AT&T | Cingular @ 120' | T-Mobile @ 110'
Killingly | ** Connecticut Mills Road | water tank | Mark Yellin |  |  | Cingular @ 115'
Killingly | *** Bailey Hill Road | monopole | Verizon | 150 | D469 | verizon @ 150'
Killingly | ** Putnam Turnpike | monopole | TowerCo | 150 | V'Stream on tower @ 150', Sprint on @ 140', town on @ 118' and 86' | Cingular/AT&T @ 130' | T-Mobile @ 150' | Sprint @ 140' | town @ 118'/86'
Killingly | *** Providence Pike | guyed lattice | Quinebaug Valley Emergency Cmcns | 190 |  | T-Mobile @ 140' | Verizon @ 187'
Killingly | Westcott Rd | self-supporting lattice | DPS | 140 | d0157.2 | dps @ 140' | quinn. Valley emerg @ 50'
Killingly | **** Hartford Pike | self-supporting lattice | Quinebaug Valley Emergency Cmcns | 150 |  | AT&T @ 108' | Verizon @ 130' | var. @ var. hts.
Killingly | Squaw Rock Road | utility pole | Verizon | 22 | at Gov. John Davis Lodge Turnpike Overpass; small cell | Verizon @ 22.8'
Killingly | Welsh Street | utility pole | Verizon | 36 | small cell; adjacent to 409 Wauregan Road | Verizon @ 36'
Killingworth | *** Little City Road | self-supporting lattice | American Tower | 321 | Share equipment building | Cingular/AT&T @ 140' | Cingular @ 272'
Killingworth | *** North Chestnut Hill Road | monopole | SBA | 150 |  | Sprint @ 150'
Killingworth | *** North Chestnut Hill Rd | self-supporting lattice | Crown | 170 | d0164 | Verizon @ 170' | Nextel @ 150' | Cingular/AT&T @ 135'
Killingworth | *** Route ** | self-supporting lattice | Tatical Communications | 100 |  | American Messaging Service
Killingworth | *** Route ** | self-supporting lattice | Valley Shore | 140 | d0104 | Cingular @ 121'/133' | Nextel @ 140'
Killingworth | Clinton Road, ** Rte ** (* Sherwood Forest Rd) | monopole | Crown Castle | 150 |  | Cingular @ 140' | Cingular/AT&T @ 130' | Sprint @ 150'
Killingworth | Route ** | self-supporting lattice | Crown | 160 | d0069 | Verizon @ 160'/135'/125'/60' | Sprint @ 140' | Nextel @ 120' | Cingular/AT&T @ 92'
Killingworth | Rt ** | guyed lattice | Storer Cablevision of Clinton | 370 | (p0124)Replace existing tower | storer @ 370'
Lebanon | *** Waterman Road | wood pole | Verizon | 40 | p0930 - repeater site to cover Pride's Corner Nursery/ changed antennas to small cell via P1133/EFR | Verizon @ 36.8
Lebanon | **** Exeter Road | monopole | AT&T | 150 | d0257; p0964 - extend tower 20' from 120' to add Verizon antennas | Cingular/AT&T @ 120' | Verizon @ 150'
Lebanon | *** Gates Road | guyed lattice | Gates Hill Partners | 302 |  | crown @ 115'
Lebanon | *** Gates Road | guyed lattice | GHT LLC | 120 | two towers at this location | Verizon @ 120'
Lebanon | *** Gates Rd. | self-supporting lattice | AT&T | 120 |  | Cingular @ 131'/120' | T-Mobile @ 99.5'
Lebanon | *** Goshen Hill Road | other (flagpole) | SBA | 156 | (p0578)equipment cabinets on concrete pad | Cingular/AT&T @ 130'
Lebanon | *** Exeter Road | monopole | verizon | 150 | d482- town also proposed to install whip antenna at top of tower; D&M approved 01/30/20 | Verizon @ 140'
Ledyard | ** Orchard Drive | monopole | SBA | 150 | d0322 | T-Mobile @ 147' | Verizon @ 127'
Ledyard | *** Vinegar Hill Rd | self-supporting lattice | DPS | 180 | p050/p055/P141.6/p0774 | coastal catv @ 110' | dot @ 170' | necs @ 176' | dot,fbi ! 66-180' | T-Mobile @ 187' | Cingular @ 196'
Ledyard | **** Route ** | utility pole | Verizon | 23 | small cell | Verizon @ 23.6'
Ledyard | * Matt's Path Road | rooftop | Foxwoods |  | 350 Trolley Line Blvd | T-Mobile @ 120' | Verizon @ 95'
Ledyard | ** Norwich Westerly Rd. | rooftop | Foxwoods |  | Foxwoods | Cingular @ 80' | Sprint @ 179' | Verizon @ 162' | T-Mobile @ 82' | metrocps @ 142.5'
Ledyard | *** Long Cove Road | monopole | SBA | 250 |  | Verizon @ 162'
Ledyard | *** Colonel Ledyard Hgwy. | guyed lattice | EIP Communications I, LLC | 347 | Tower Ownership transferred from frontier to EIP; see TS-CING-072-190430 | AT&T @ 173'
Ledyard | ***A Colonel Ledyard Hgwy. | guyed lattice | Red Wolf Broadcasting | 347 | up to 4 equipment cabinets on concrete pad | Verizon @ 180' | marcus @ 295'/270' | Cingular @ 200' | Nextel @ 235'
Ledyard | Rt. *** - Pequot Reservation | water tank |  |  |  | Cingular @ 152'
Lisbon | *** River Road | billboard | Message Center Mgmt | 195 |  | T-Mobile @ 65'
Lisbon | ** Mell Rd | monopole | American Tower | 187 |  | Cingular @ 180'
Lisbon | ** Mell Road | monopole | SBA | 195 | (d0124) replace one equipment cabinet with three new ones | Nextel @ 183' | Sprint @ 173' | MetroPCS @ 145' | T-Mobile @ 193' | Verizon @ 161'
Lisbon | *** River Road | power mount | CL&P |  | p0771 | Cingular @ 105.5'
Litchfield | ****-**** Bantam Road | monopole | SBA | 150 | d0258; Certificate transferred 7/15/10 | Sprint @ 150' | Cingular @ 130' | Verizon @ 140' | T-Mobile @ 115'
Litchfield | *** Torrington Road | monopole | TowerCo | 140 | d0299 | Sprint @ 127.5' | Cingular @ 115' | Verizon @ 138' | T-Mobile @ 108'
Litchfield | *** Bantam Rd.(RT ***) | self-supporting lattice | DPS | 180 | (d0118.1)Troop L | T-Mobile @ 165' | lcd @ 120' | Sprint @ 170' | dps @ 177' | Cingular @ 160'
Lyme | *** Grassy Hill Road | self-supporting lattice | AT&T Long Lines | 100 | Share equipment building | Nextel @ 118' | Cingular @ 90'
Lyme | *** Sterling City Road | silo | AT&T Wireless | 77' 7" |  | Cingular @ 49' | Verizon @ 67'
Lyme | *** Hamburg Road | wooden pole | Town of Lyme | 90'
Lyme | ** Gungy Road/*** Beaver Brook Road | monopole | AT&T(Cingular) | 180 | d0381 | AT&T @ 177'
Madison | *** New Rd | guyed lattice | CL&P | 180 | up to 4 equipment cabinets on concrete pad | Sprint @ 125' | T-Mobile @ 162' | metricom @ 70' | Cingular/AT&T @ 77.5' | Verizon @ 95'
Madison | ** Orchard Park Road | monopole | American Towers LLC | 100 | d0390 | T-Mobile @ 100' | AT&T @ 90' | Verizon @ 76'
Madison | ** Cottage Road | monopole | SBA | 130' | d0333; Certificate transferred from Tower Ventures/National Grid/Lightower | T-Mobile @ 117' | madison pd @ 75' | Verizon @ 107'
Madison | **** Durham Road (Rt **) | monopole | Crown Castle | 120 | d0290 | Cingular/AT&T @ 120'
Madison | *** Ridge Road | monopole | Crown Communications | 150 | d0363 | T-Mobile @ 147'
Madison | * Campus Drive | self-supporting lattice | Town of Madison | 100'
Madison | * Old Route **/* Meetinghouse Lane | monopole | American Tower | 150 |  | Cingular/AT&T @ 110' | Verizon @ 140' | Cingular @ 130' | T-Mobile @ 120' | Sprint @ 96' | MetroPCS @ 86'
Madison | *** Opening Hill Rd. | self-supporting lattice | Global Tower Partners | 180 |  | T-Mobile @ 130' | Cingular @ 140' | Nextel @ 160' | Sprint @ 150' | Verizon @ 170'
Manchester | *** Tolland Turnpike | utility pole | Verizon | 22 | small cell | Verizon @ 22'
Manchester | *** Charter Oak Street | utility pole | Verizon | 36 | small cell | Verizon @ 36'
Manchester | *** Chapel Road | rooftop | Hartford Distributors, Inc. |  |  | Sprint
Manchester | *** Progress Drive | rooftop | Transfer Realty, LLC |  |  | Sprint
Manchester | **** Pleaseant Valley Road | utility pole | Verizon | 38 | small cell | Verizon @ 38'
Manchester | *** Pine Street | smokestack | RM Apartment Associates
Manchester | *** Utopia Road | rooftop | Cox Communications CT, Inc. |  |  | Sprint
Manchester | *** Olcott Street | power mount | CL&P (structure #20003) | 155 | (p0693)AT&T antennas on mast added to 155' tower; P1044 MetroPCS antennas added to tower | Cingular @ 165' | MetroPCS @ 144'
Manchester | *** Spencer St. | o-flagpole | t-mobile | 125 | 2 new Nortel S8000 cabinets | Cingular/AT&T @ 99' | T-Mobile @ 125'
Manchester | *** Buckland Hills Drive | water tank |  |  |  | Cingular @ 129' | T-Mobile @ 140' | Verizon @ 80' | Sprint @ 110'
Manchester | *** Birch Mountain Road | water tower |  |  |  | Sprint @ 61' | Cingular/AT&T ? | Verizon @ ?
Manchester | *** Middle Turnpike East | monopole | Town of Manchester | 190 |  | Sprint @ 153' | Cingular/AT&T @ 143' | T-Mobile @ 163' | Nextel @ 123' | Verizon @ 113'
Manchester | *** Olcott St. | self-supporting lattice | CL&P | 200 | power mount | Sprint @ 120'
Manchester | *** Olcott St. | self-supporting lattice | CL&P/NU | 180 | replacement tower P1346 | Sprint @ 135'
Manchester | *** Center St | monopole | Crown Media | 128 | d0129 | Verizon @ 113' | xm @ 125(ant)/30(dish) | EyeTower @ 91', 89', 84'
Manchester | *** Highland Street | utility pole | Verizon | 32' | small cell | Verizon @ 32'
Manchester | ** Mitchell Drive | self-supporting lattice | Marcus Communications | 170 |  | marcus @ 170' | Verizon @ 100' | T-Mobile @ 140-ft
Manchester | *** Porter Street | utility pole | Verizon | 16 | small cell | Verizon @ 16'
Manchester | ** Redstone Road | rooftop | Verizon | 17 | small cell | Verizon @ 17'
Manchester | ** Apel Place | silo |  |  |  | T-Mobile @ 133'
Manchester | *** Main Street | rooftop |  |  |  | T-Mobile @ 50'
Manchester | * Glen Road | smokestack |  |  |  | T-Mobile @ 70'
Manchester | ** East Center St | building mount | AT&T Office Building | 34 | (p0298)existing 90' mono behind bldg. add 30' support pole to bldg | Cingular @ 60'
Manchester | ** Slater St. | monopole | Crown Castle | 155 | expand compound fence 670 sq. ft. for equipment shelter | T-Mobile @ 133' | Cingular/AT&T @ 145' | Nextel @ 123' | Verizon @ 155'
Manchester | *** Hillstown Road | other | AT&T | 70 | (p0633)wooden laminate pole to replace existing 22.5' wooden distribution pole | Cingular/AT&T @ 70' | T-Mobile @ 77'
Manchester | *** Keeney Street | power mount | CL&P (Pole # A29317) | 120 | p0713 | Sprint @ 120'
Manchester | ** Adams Street | monopole | William B. Thornton | 140 |  | pagenet @ 140' | Verizon @ 90' | Cingular @ 125' | Sprint @ 115' | Nextel @ 100' | T-Mobile @ 135'
Manchester | ** Church Street | steeple |  |  |  | Sprint @ 63'
Manchester | ** Elm Street | smokestack |  |  |  | Cingular @ 175' | T-Mobile @ 185' | Nextel @ 117'
Manchester | *** Hilliard Street | monopole | SBA | 150 | d0339 | T-Mobile @ 147'
Manchester | *** Hillstown Road | rooftop | Mark & Carolyn Sirois |  | site supplied by Town of Manchester | Sprint
Manchester | ** Batson Drive | water tank |  |  |  | T-Mobile @ 90'
Manchester | ** Lake Street | monopole | SBA | 110 | d0351 | T-Mobile @ 107'
Manchester | *** Main St. | rooftop |  |  |  | Verizon @ 59'
Manchester | Hale Road | utility pole | Verizon | 35 | small cell; at intersection w/ Rt 30/adjacent to 172 Deming Street | Verizon @ 35.3'
Manchester | Middle Turnpike West | utility pole | Verizon | 37 | small cell; adjacent to 422 Middle Turnpike West | Verizon @ 37'
Manchester | Middle Turnpike West | utility pole | Verizon | 41 | small cell; adjacent to 1183 Middle Turnpike West | Verizon @ 41'
Manchester | Olcott St. | self-supporting lattice | CL&P/NU | 200 | Gps at 60' | Sprint @ 120'
Manchester | West Center Street | utility pole | Verizon | 26 | small cell; adjacent to 11 Bluefield Drive | Verizon @ 26'
Mansfield | *** Middle Turnpike | wood pole | AT&T | 55 | p0626 | Cingular/AT&T @ 55'
Mansfield | **** Stafford Road | monopole | Town of Mansfield | 170 |  | Sprint @ 130' | T-Mobile @ 137' | Cingular @ 150' | Verizon @ 170' | MetroPCS @ 160'
Mansfield | * North Eagleville Road | church steeple | Mansfield Congregational Church |  |  | Verizon @ 85' | AT&T @ 66'
Mansfield | *** Stafford Road | utility pole | Verizon | 28 | small cell | Verizon @ 28'
Mansfield | *** Clover Mill Road | monopole | Global Tower Partners/Town of Mansfield | 180 |  | AT&T @ 168' | town @ 188' | Sprint @ 158' | Verizon @ 178' | T-Mobile @ 148'
Mansfield | *** Middle Turnpike | monopole | AT&T | 120 | d0247 | Cingular/AT&T @ 120' | Verizon @ 109'
Mansfield | ** North Eagleville Rd | self-supporting lattice | UCONN | 250 |  | mansfield @ 110' | uconn/Sprint @ ? | T-Mobile @ 235'
Mansfield | *** Bolton Road (Nathan Hale Inn) | rooftop |  |  |  | Cingular @ 60' | Verizon @ 47'
Mansfield | ** Storrs Road | rooftop |  | 42 | East Brook Mall shopping center | Verizon @ 42'
Mansfield | ** Storrs Road | in-building IP access |  |  | East Brook Mall shopping center | T-Mobile
Mansfield | *** Storrs Road | self-supporting lattice | Town of Mansfield | 30
Mansfield | Mansfield City Road | utility pole | Verizon | 35 | small cell ; at The Villages At Freedom Green | Verizon @ 37'
Mansfield | North Eagleville Rd | self-supporting lattice | AT&T/SCLP | 80 |  | dps @ 65' | Cingular @ 80'/108' | T-Mobile @ 66.5'
Mansfield | North Eagleville Rd | guyed lattice | UCONN/WHUS | 327 | d0179 | uconn/whus @ ? | dps @ ? | Verizon @ 80' | Nextel @ 248' | uconn @ 50'/180' | Cingular @ 185'
Marlborough | *** South Main Street | monopole | SBA | 170 | d0256 | Sprint @ 160' | Verizon @ 170' | Cingular/AT&T @ 150' | Cingular @ 145' | T-Mobile @ 130' | MetroPCS @ 110'
Marlborough | *** North Main Street | sign | Message Center Mgmt | 50 |  | T-Mobile
Marlborough | **-** North Main St | monopole | Crown Media | 170 | d0169/p0430 | Verizon @ 158' | T-Mobile @ 100' | Sprint @ 132' | Nextel @ 167' | Cingular @ 147' | MetroPCS @ 135'
Meriden | * Undercliff Road | rooftop |  |  |  | Sprint @ 85'
Meriden | **** East Main Street | small cell | Verizon | 21 | p1335; small cell on roof façade of commercial building | Verizon @ 21'
Meriden | *** Empire Avenue | water tank | Global Tower Partners | 125 | (p0727)Also Nextel @ 75', AT&T @ 85', Sprint @ 105', Cingular @ 95', T-Mobile to be on @ 115' | Verizon @ 125' | Nextel @ 75' | Cingular/AT&T @ 85' | Sprint @ 98' | Cingular @ 95' | T-Mobile @ 115'
Meriden | *** East Main Street | rooftop | Verizon | 43 |  | Verizon @ 43'
Meriden | *** Edgemark Acres | power mount | CL&P | 80 | p1122 - add power mount to top of transmission line tower | AT&T @ 88'
Meriden | ** West Peak Dr | self-supporting lattice | Mark Gilmore | 150 | power mount to 195' | Verizon @ 98'6" | Sprint @ 60' | T-Mobile @ 130' | Nextel @ 115'
Meriden | ** West Peak Drive | self-supporting lattice | Thomas Brothers | 135 | power mount to 199' | Sprint @ 70'
Meriden | ** West Peak Drive | self-supporting lattice | Clear Channel | 160 |  | clearwire @ 121'
Meriden | * Sherman Avenue | rooftop |  |  |  | Cingular @ 74' | Cingular/AT&T @ 76'
Meriden | * Sherman Avenue | small cell | 234 Sherman LLC. | 72.5 | EFR 1133 | Verizon @ 69.5'
Meriden | ** Butler St | building mount | AT&T Office Building | 77 | (p0292)replace 4-whips with 9 panels | Cingular @ 83'
Meriden | *** Preston Ave | building mount | DPS | 23 | antenna mounted on building side | dps @ ?
Meriden | *** Pratt Street | rooftop |  |  |  | Cingular @ 82'
Meriden | *** Colony St | building mount | DPS | 53 | 20' tower on building top, transfer existing whip | dps @ ?
Meriden | *** Bee Street | billboard | Extended StayAmerica |  |  | Sprint @ 59'
Meriden | ** Elm St. | rooftop | Ashley Harriman | 70 |  | Verizon @ 68'
Meriden | ***-*** East Main Street | rooftop |  |  |  | Sprint @ 90' | T-Mobile @ 88.5'
Meriden | *** Lewis Avenue | rooftop |  |  |  | Bell Atlantic @ 47' | T-Mobile @ 45'
Meriden | ** Gracey Avenue | smokestack
Meriden | ***-*** West Main Street | monopole | Hunters Family Partnership/Crown Castle | 100 | p0614; on Hunter's property | Cingular/AT&T @ 100' | T-Mobile @ 88' | Nextel @ 80' | Verizon @ 65'
Meriden | *** Lewis Avenue | rooftop |  |  |  | Cingular @ 50' | T-Mobile @ 51' | Sprint @ 55'
Meriden | *** Chamberlain Highway | rooftop |  |  |  | Verizon @ 39'
Meriden | *** South Broad Street | smokestack |  |  |  | Sprint @ 100' | Nextel @ 85' | Cingular/AT&T @ 95' | MetroPCS @ 94'
Meriden | *** Johnson Ave. | water tank |  |  |  | Verizon @ 73' | T-Mobile @ 120'
Meriden | *** Preston Avenue | rooftop |  |  |  | Cingular @ 38' | Sprint @ 37' | Verizon @ 38.1' | AT&T @ 38'
Meriden | *** S. Broad Street | rooftop |  |  | M&M Association | Cingular @ 56' | T-Mobile @ 54' | Verizon @ 50.8'
Meriden | ** Michael Drive | self-supporting lattice | City of Meriden | 120 |  | clearwire @ 110'
Meriden | ** Willow Street | rooftop |  |  |  | Cingular @ 131' | Cingular/AT&T @ 130' | Nextel @ 142'8"
Meriden | *** Research Parkway | rooftop |  |  |  | Cingular @ 46' | Sprint @ 52' | Cingular/AT&T @ 47'
Meriden | ** Hanover Street | rooftop |  |  |  | T-Mobile @ 164' | Sprint @ 98'
Meriden | **-** S. Vine Street | smokestack/rooftop |  |  |  | Sprint @ 60'
Meriden | *** Paddock Avenue | monopole | SBA | 120 | d0329 | T-Mobile @117' | Verizon @ 107'
Meriden | ** Birdsey Avenue | power mount | CL&P | 160 | (p0594)Install 12' extension mast on 160' existing transmission pole | Cingular/AT&T @ 164/170'
Meriden | *** Murdock Avenue | silo | AT&T | 82 | p1099 - replace existing, unused 57' silo with 82' telcom silo | AT&T @ 74'
Meriden | ** Tremont St. | rooftop | T-Mobile |  |  | T-Mobile @ 57'
Meriden | *** (***) East Main Street | rooftop |  |  | East Inn | Cingular @ 75' | Sprint @ 73' | T-Mobile @ 64' | Nextel @ 71' | pagenet @ 62' | Verizon @ 60' | MetroPCS @ 60'
Meriden | ** Hanover Street | rooftop |  |  |  | Sprint @ 153'
Meriden | *** East Main St | gas station sign | BP Gas Station | 62 | p0320/p0374 | Verizon @ 48'
Meriden | West Peak | self-supporting lattice | Thomas Brothers | 150 | d0093 | Verizon @ 90'
Meriden | West Peak Dr | self-supporting lattice | AT&T/SCLP | 125 |  | Cingular @ 131' | T-Mobile @ 127.5' | arrow bus @ 132'
Meriden | Yale Avenue | utility pole | Verizon | 38 | small cell; adjacent to 152 Yale Avenue | Verizon @ 38'
Middlebury | **** Straits Turnpike | self-supporting lattice | Omni | 195 |  | Cingular @ 189' | Verizon @ 169' | Nextel @ 179' | Sprint @ 155'
Middlebury | **** Whittemore Road | self-supporting lattice | Town of Middlebury | 100'
Middlebury | **** Wittemore Road | steeple | Verizon | 67 |  | Verizon @ 67'
Middlebury | * Larkin (I-** at South Ave. overpass) | self-supporting lattice | DPS | 160 | revise structural analysis previously submitted for 10/7/02 approval | Cingular @ 135' | dps @ 57-160' | Sprint @ 97' | T-Mobile @ 125' | Verizon @ 75'
Middlebury | *** Southford Road | monopole | Town of Middlebury | 150'
Middlebury | **** Middlebury Road | small cell | Verizon | 18 | p1213 | Verizon @ 30'
Middlebury | Intersection of Straits Turnpike and Park Road | utility pole | Verizon | 38 | small cell | Verizon @ 38'
Middlefield | *** Meriden Road | monopole | Crown Castle | 133.5 |  | Cingular @ 131' | T-Mobile @ 100' | Nextel @ 110' | Sprint @ 120'
Middlefield | *** Jackson Hill Road | monopole | TowerCo | 150 | up to four cabinets on concrete pad; Nextel on @ 148', Verizon on @ 138', Town on @ 108' | Cingular/AT&T @ 98' | Nextel @ 148' | Verizon @ 138' | town @ 108'
Middlefield | *** Meriden Road | monopole | Cellco/Verizon | 152 | d0223 | Verizon @ 150' | Cingular/AT&T @ 130' | T-Mobile @ 137'
Middlefield | ** Powder Hill Road | rooftop |  |  |  | Verizon @ 40'
Middlefield | Kikapoo Road, Mount Beseck | lattice pole | SBC | 40
Middlefield | Kikapoo Rd | monopole | AT&T/SCLP | 75 | d040.4 | Cingular @ 78' | mcm @ 40'
Middletown | *** Roscommon Drive | rooftop |  |  |  | Sprint @ 62'/54'
Middletown | *** Cross Street | ssl | City of Middletown | 180 | Verizon colocated via P1133/EFR | Verizon @ 130'
Middletown | **** Middle Street | rooftop |  |  |  | Nextel @ 65'
Middletown | **** Country Club Road | rooftop | AT&T Wireless |  |  | Cingular @ 26'
Middletown | *** DeKoven Drive | rooftop |  | 168' |  | Cingular @ ?
Middletown | **** Washington Street | rooftop |  |  |  | T-Mobile @ 85' | Sprint @ 63'
Middletown | **** Washington Street | rooftop |  |  |  | Cingular @ 64' | Sprint @ 63' | MetroPCS @ 55' | Verizon @ 58'
Middletown | *** Randolph Road | utility pole | Verizon | 33' | small cell | Verizon @ 33'
Middletown | **** South Main St | monopole | SBA | 158 |  | Verizon @ 156' | Sprint/clearwire @ 147' | T-Mobile 137' | Nextel @ 125' | MetroPCS @ 116' | Cingular @ 157'
Middletown | **** River Road | building mount | NRG |  | (p0571)ground equipment on 7x22 steel frame on boiler room roof | Sprint @ 134/153'
Middletown | **** Saybrook Road | monopole | Sprint | 150 |  | T-Mobile @ 110' | Cingular @ 130' | Nextel @ 102' | Verizon @ 142'
Middletown | *** Court Street | building mount | Middlesex Mutual Ass. Co. | 207 | d0125 | Verizon @ 180' | Cingular @ 171' | T-Mobile @ 160' | Sprint @ 183'
Middletown | *** Preston Ave | monopole | AT&T | 150 |  | T-Mobile @ 140' | Sprint @ 130' | Verizon @ 110' | Cingular @ 150'
Middletown | *** Hunting Hill Avenue | rooftop |  |  |  | T-Mobile @ 70' | Sprint @ 60' | Verizon @ 53'
Middletown | *** East Main Street | utility pole | Verizon | 27 | small cell | Verizon @ 27'
Middletown | ** Country Club Road | utility pole | Verizon | 37 | small cell | Verizon @ 37'
Middletown | ** Bartholomew Road | power mount | CL&P | 95 | (p0606)three equipment cabinets | Cingular/AT&T @ 93' | T-Mobile @ 83'
Middletown | *** Main Street | rooftop | Verizon | 62 |  | Verizon @ 62'
Middletown | *** South Main Street | utility pole | Verizon | 30 | small cell | Verizon @ 30'
Middletown | ** Fairchild Road | monopole | SBA | 130 | d0316 - 3 flush mounted antennas; d0316A - AT&T to raise tower 10' | Nextel @ 120' | Verizon @ 110' | MetroPCS @ 100' | AT&T @ 130'
Middletown | ** Training Hill Road | utility pole | Verizon | 37 | small cell | Verizon @ 37'
Middletown | ** Industrial Park Road | monopole | Crown Castle | 185 |  | Cingular @ 173' | T-Mobile @ 185' | Verizon @ 155'
Middletown | Aircraft Road | guyed lattice | Pratt and Whitney | 200 | 2 GPS at 80 ft | Nextel @ 170'
Milford | ** Bona Street | monopole | Crown Castle | 133 |  | Cingular @ 133' | Verizon @ 93'
Milford | **** Boston Post Road | temporary monopole | Verizon, AT&T & T-Mobile | 126' | P1375: joint petition by all 3 carriers to install temporary replacement tower; | Verizon @ 123' | T-Mobile @ 104' | AT&T @ 70'
Milford | **** Boston Post Road | s-flagpole | Verizon (on Howard Johnson Hotel) | 87.5 | (p0680)40' flagpole on top of Howard Johnson hotel; Cingular antennas also on hotel; P1357 C-RAN installation | Cingular @ 47' | Verizon @ 82.5/76.5' | T-Mobile @ 72'
Milford | *** SchoolHouse Road | monopole | Crown Castle | 140 |  | T-Mobile @ 100' | Cingular/AT&T @ 125' | Verizon @ 105'
Milford | *** Boston Post Road | rooftop | CT Post Limited Partnership | 45 | two towers on roof of CT Post Mall; P1245; P1363 T-Mobile modifies facility; | T-Mobile @ 43'& 50'
Milford | **** Boston Post Road | utility pole | Verizon | 37 | small cell | Verizon @ 37'
Milford | *** Wampus Lane | monopole | SBA | 120 |  | Nextel @ 120' | T-Mobile @ 105' | MetroPCS @ 88'
Milford | *** Research Dr. | monopole | American Tower | 185 |  | Cingular @ 165' | Verizon @ 125' | T-Mobile @ 145'
Milford | *** High Street (Laurelton Hall) | smokestack |  |  |  | Verizon @ 66.9'
Milford | * Melba Street | s-flagpole | T-Mobile | 135 | T-Mobile on flagpole @ 122.5 and 114.5 | Cingular/AT&T @ 94.5/104.5' | T-Mobile @ 122.5/114.5' | Sprint @ 139'
Milford | * Melba Street | s-flagpole | American Towers LLC | 136 | d0410 - Verizon @ 130', 120', and 110'; | Verizon @ var. | MetroPCS @ 100'
Milford | ** Golden Hill Street | rooftop |  |  | Golden Hill Apartments | T-Mobile @ 42'
Milford | *** Seaside Avenue | rooftop
Milford | *** Old Gate Road | monopole | Crown Castle | 120 |  | Sprint/Nextel @ 120' | Verizon @ 100' | clearwire @ 120'
Milford | *** Woodmont Rd. | wood utility pole | UI | 79 | (p0437)replace 30' wood utility pole with 79' wood utility pole | ui @ 79'
Milford | *** Oronoque Rd | monopole | Crown | 100 | d0056.3 | Verizon @ 100' | Cingular @ 84' | siriusXM @ var.
Milford | *** Boston Post Rd | self-supporting lattice | Crown Castle | 150 |  | xm @ 90' | T-Mobile @ 110' | town @ 125' | Cingular/AT&T @ 140'
Milford | *** Bridgeport Ave | monopole | American Tower | 100 | d044.3 | Cingular @ 100'/73' | Sprint/Nextel @ 80' & 90'
Milford | ***-*** Wheelers Farms Rd | monopole | Crown Castle | 120 | (p0656)expand compound 530 sq. ft. to accommodate equipment shelter | T-Mobile @ 110' | Verizon @ 110' | Cingular @ 95' | xm @ 112'
Milford | *** New Haven Avenue | utility pole | Verizon | 29 | small cell | Verizon @ 29'
Milford | *** Bridgeport Ave. | wood utility pole | UI | 79 | (p043)replace 30' wood utility pole with 79' wood utility pole | ui @ 79'
Milford | ** Viscount Drive | rooftop |  |  | Heritage Sound Apts. | T-Mobile @ 70' | Sprint @ 85'
Milford | *** North Street (Route ***) | power mount | CL&P | 140 | (p0635)add 15' pipe mast to CL&P transmission structure #2336; p0981 - AT&T @ 127' | T-Mobile @ 137' | AT&T @ 127'
Milford | Broad Street | utility pole | Verizon | 37 | small cell; across from 21 Broad Street | Verizon @ 37'
Monroe | **** Monroe Turnpike | monopole | SBA | 160 | d0210 | Cingular/AT&T @ 160' | T-Mobile @ 140' | Sprint @ 150' | Verizon @ 130' | town @ 157'
Monroe | *** Old Newtown Road | lattice | Town of Monroe School System | 293
Monroe | *** Guinea Rd (*** Guinea Road) | guyed lattice | Crown Cable | 140 | d015 | housatonic catv @ 120' | crown @ 55/65/73/90' | Verizon @ 103/140' | pagenet @ 25/75/141'
Monroe | *** Guinea Rd (*** Guinea Road) | self-supporting lattice | Crown Cable | 240 | d0114 | Cingular @ 240' | Cingular int. @ 200' | pagenet @ 180' | Nextel @ 220' | Verizon @ 212' | cl&p @ 185'
Monroe | *** Main Street | monopole | Crown Castle | 195 | three cabinets on concrete pad | Cingular/AT&T @ 140' | T-Mobile @ 195' | Verizon @ 160'
Monroe | *** Moose Hill Road (*** Moose Hill Road) | monopole | SBA | 150 | d0207/p0628 | Nextel @ 107.5' | T-Mobile @ 117' | Sprint @ 150' | Cingular @ 137.5' | town @ 150'
Monroe | * Fan Hill Road | monopole | Town of Monroe | 120 |  | town @ var. hts.
Monroe | ** Main Street | monopole | Crown Castle/Stepney Fire Dept. | 195 | equipment shelter | Cingular/AT&T @ 175' | Verizon @ 165' | T-Mobile @ 195'
Montville | * Mohegan Sun Blvd. | rooftop | Mohegan Sun |  |  | Cingular @ 87 | Sprint @ 80' | T-Mobile @ 74' | Verizon @ 75' | Nextel @ 107' | MetroPCS @ 67'
Montville | *** Richard Brown Road | water tank |  |  |  | Cingular @ 76' | Sprint @ 61' | T-Mobile @ 86' | MetroPCS @ 87'
Montville | **** Route ** | guyed lattice | American Tower | 1089 | two towers at this location/up to 4 equipment cabinets on concrete pad | Cingular/AT&T @ 190' | MediaFLO @ 983.5' | DISH @ 400'
Montville | **** Route ** | rooftop | Chesterfield Fire Company | 50'
Montville | *** Route ** | utility pole | Verizon | 38 | small cell | Verizon @ 38'
Montville | *** Route ** | rooftop | Town of Montville | 65'
Montville | *** Butlertown | guyed lattice | Wireless Solutions | 195 |  | Cingular @ 170'
Montville | ** Chapel Hill Road | self-supporting lattice | Subcarrier Communications | 300 | tower share | t-mobile @ 180'
Montville | ** Beckwith Road | monopole | Crown Castle | 180 |  | Verizon @ 167' | T-Mobile @ 175'
Montville | ** Cook Street | guyed lattice | Wireless Solutions | 180 | p0575 | Cingular @ 177' | Verizon @ 168' | T-Mobile @ 150' | Nextel @ 140'
Montville | *** Pennsylvania Avenue | monopole |  |  |  | Nextel @ 179'
Montville | ** Route *** | tower | Montville Fire Co. | 65'
Montville | ** Fort Shantok Road | tower | Town of Montville | 118'
Montville | *** Route ** | self-supporting lattice | Town of Montville | 145' | P1133 Verizon EFR subpetition; Eversource TS | Verizon @ 70' | Eversource @133'
Montville | Chapel Hill Rd. | self-supporting lattice | CL&P/NU | 180 | p0824 - replace guyed lattice tower with self-supporting lattice tower | town @ var. hts. | cl&p @ var.
Montville | Cook Drive | water tank | Town of Montville | 235'
Montville | Old Colchester Rd. | guyed lattice | Metrocast Communications | 370 |  | eastern ct catv @ 365' | Verizon @ 305 | Cingular @ 225'
Montville | Troop E I ***, ** Montville Rd | self-supporting lattice | DPS | 260 | d0063.2 | dep @ 260' | dps @ 254' | T-Mobile @ 235'
Montville | *** Route ** | monopole | Crown Castle | 180 |  | Verizon @ 170' | Cingular/AT&T @ 160' | Cingular @ 150' | Sprint @ 180'
Montville | ** Moxley (Hill) Road | guyed lattice | SBA | 190 | up to 4 equipment cabinets on concrete pad | Verizon @ 142' | Cingular/AT&T @ 130' | Sprint @ 160' | Nextel @ 180' | T-Mobile @ 150'
Naugatuck | *** East Side Boulevard | guyed lattice | Channel 20 Ent. LP | 280 |  | Cingular @ 160' | Sprint/Nextel @ 215' | T-Mobile @ 240'
Naugatuck | **** New Haven Road | in-building IP access |  |  | Wal-Mart | T-Mobile
Naugatuck | *** Sheridan Drive | water tower |  |  |  | Sprint @ 55'
Naugatuck | **** New Haven Road | rooftop | AT&T Wireless | 62.5' | P1241 Verizon added new tower to building façade | Cingular @ 43' | T-Mobile @ 65' | Verizon @ 51'
Naugatuck | *** Coen Street | church steeple | t-mobile |  | At Immanuel Lutheran Church | T-Mobile @ 61'
Naugatuck | *** Elm St | monopole | Crown Castle | 150 | add 2 equipment cabinets on new 6x10 pad | Nextel @ 130' | Verizon @ 110' | T-Mobile @ 120' | Sprint @ 150'
Naugatuck | *** Elm Street | smokestack |  |  | Naugatuck Chemical Plant | T-Mobile @ 180'
Naugatuck | *** Great Hill Road | water tank |  |  |  | Cingular @ 47' | T-Mobile @ 45'
Naugatuck | * (***) Conrad Street | water tank | t-mobile | 75' |  | T-Mobile @ 67' | Sprint @ 85'
Naugatuck | *** New Haven Road (Rte ** - South Main Street) | monopole | Cingular | 89 | (p0623)replacement pole; Cingular on pole at 49' with 12x20 equipment shelter | Verizon @ 40' | Cingular @ 49'
Naugatuck | *** Maple Hill Road | monopole | Tarpon Towers | 180' |  | T-Mobile @ 167
Naugatuck | *** Rubber Ave. | rooftop |  |  |  | Verizon @ 38'
Naugatuck | *** Andrew Mountain Road | monopole | North Atlantic Towers | 120 | p0973 | AT&T @ 116' | Verizon @ 106'
Naugatuck | East Side Blvd/** Peach Orchard Road - Prospect | guyed lattice | Counterpoint Communications | 200 |  | clearwire @ 180' | MetroPCS @ 170' | Verizon @ 155'
Naugatuck | East Side Blvd/Peach Orchard Road - Prospect | guyed lattice | Channel 20 Ent. LP | 980 | d0056b | Verizon @ 195'
Naugatuck | Rubber Avenue | utility pole | Verizon | 31 | small cell; adjacent to 32 Rubber Avenue | Verizon @ 31'
New Britain | * Grove Street (*th floor)(*** Myrtle Street) | rooftop |  |  | (p0283)Replace Antennas | Verizon @ 92.8' | Sprint @ 146' | T-Mobile @ 65'
New Britain | *** Grand Street | rooftop |  |  | New Britain General Hospital | T-Mobile @ 77'
New Britain | *** Martin Luther King Drive | rooftop |  |  |  | T-Mobile @ 98'
New Britain | **** East Street | self-supporting lattice | Message Center Mgmt | 175 |  | Nextel @ 125'
New Britain | **** Stanley Street (Vance Hall - CCSU) | guyed lattice | CCSU | 80 | (p0366)CCSU - Vance Dormitory | Cingular @ 62' | Sprint @ 80'
New Britain | *** (***) Lester St. | monopole | Crown | 190 |  | Verizon @ 145' | Cingular/AT&T @ 187' | T-Mobile @ 167' | Vapor IO @ ground level
New Britain | ** Franklin Square | rooftop | YWCA | 45 | small cell; P1288 | Verizon @ 52'
New Britain | *** Whiting Street (*** Ellis Street) | smokestack |  |  |  | T-Mobile @ 114' | Sprint @ 95'
New Britain | *** Myrtle Street | rooftop | Message Center Mgmt | 85' |  | Cingular @ ?
New Britain | *** Stanley Street | monopole | Crown | 195 | p0544 | northcoast @ 185' | Verizon @ 100' | Cingular/AT&T @ 195' | Sigfox@ 161'
New Britain | **** Corbin Avenue | rooftop | Verizon | 46 |  | Verizon @ 46'
New Britain | ** Biruta Street | steeple | Holy Cross Church |  |  | T-Mobile @ 107'
New Britain | *** Osgood Avenue | steeple |  |  |  | T-Mobile @ 70'
New Britain | ** Washington Street (Columbus Bl) | rooftop | City of New Britain |  |  | Cingular @ 116'
New Britain | ** Wildwood Street | light pole | City of New Britain | 110 | p0703 | Cingular @ 110' | T-Mobile @ 100' | Verizon @ 90'
New Britain | *** South Main Street | rooftop |  |  |  | T-Mobile @ 49'
New Britain | *** Myrtle Street | rooftop |  |  |  | Sprint @ 109' | T-Mobile @ 90'
New Britain | ** Spring Street | rooftop | Regency Apts |  |  | Sprint @ 73'
New Britain | *** Osgood Avenue (*** Slater Road) | rooftop | DiLoreto Middle School |  |  | Cingular/AT&T @ ?
New Britain | ** Paul Manafort Drive | rooftop |  |  | CCSU campus | AT&T @ 84'
New Britain | ** Columbus Boulevard | rooftop | La Quinta hotel |  |  | T-Mobile @ 70'
New Britain | ** Martin Luther King Drive | rooftop | Ribicoff Apts - City of New Britain Housing Authority |  |  | Nextel @ 107'
New Britain | ** Clinic Drive | small cell | Verizon | 32.4 | small cell in faux chimney on building rooftop | Verizon @ 30.7'
New Britain | *** Farmington Avenue | monopole | SBA Towers | 120 | d0303 | Sprint @ 108' | Cingular @ 100' | T-Mobile @ 88' | Verizon @ 118'
New Britain | * Hartford Sq. | self-supporting lattice | SBA | 175 |  | Cingular @ 161' | Verizon @ 132' | northcoast @ 132'
New Britain | Loon Lake Rd, aka No. Mtn Rd | monopole | Crown Castle | 118 |  | T-Mobile @ 108' | T-Mobile @ 108' | AT&T @ 100' | Verizon @ 90'
New Britain | Mill Street | utility pole | Verizon | 25 | small cell; adjacent to 41 Logan Street | Verizon @ 25.4'
New Britain | State Street | utility pole | Verizon | 24 | small cell; adjacent to 332 Linwood Street | Verizon @ 24'
New Canaan | *** Ponus Ridge | utility pole | Verizon | 27 | small cell | Verizon @ 27'
New Canaan | *** Main St. | building mount | AT&T/SCLP | 15 |  | Cingular @ 33'
New Canaan | *** Lakeview Avenue | monopole | CL&P | 84 | p1053 | cl&p @ 84'
New Canaan | *** Valley Road | m - silhouette | American Towers LLC | 120 | d0243; d0401 | T-Mobile @ 117' | Verizon @ 116, 96 | AT&T @ 86'
New Canaan | *** Elm Street | in-building IP access |  |  |  | T-Mobile
New Canaan | ** Locust Street | rooftop |  |  |  | Sprint @ 45' | T-Mobile @ 43' | Verizon @ 45.9'
New Canaan | *** South Avenue (Waveny Park) | water tank |  |  | waveny park | Cingular @ 119' | Sprint @ 122' | T-Mobile @ 133' | Verizon @ 122' | Nextel @ 134'
New Canaan | ** Pine Street | utility pole | Verizon | 37 | small cell | Verizon @ 37'
New Canaan | ** Main Street | building mount | Town of New Canaan |  | In Town Hall Cupola | Verizon @ ? | T-Mobile @ ?
New Canaan | ** Country Club Road | monopole | T-Mobile | 110 | d0244 | T-Mobile @ 106/99' | Cingular/AT&T @ 89'
New Canaan | Oak Street | utility pole | Verizon | 24 | small cell; adjacent to 194 South Avenue | Verizon @ 24'
New Canaan | Park Street | utility pole | Verizon | 37 | small cell; adjacent to 1-7 Maple Street | Verizon @ 37'
New Fairfield | ** (**) Titicus Mountain Rd. | self-supporting lattice | AT&T | 188 |  | metricom @ 166' | Nextel @ 175' | T-Mobile @ 191.5' | Verizon @ 156' | Cingular/AT&T @ 160' | mediaflo @134.5
New Fairfield | ** Misty Brook Lane | in-building IP access |  |  | private home | T-Mobile
New Fairfield | ** Bogus Hill Road | monopole | SBA | 130' | d0315 | Cingular @ 130' | Verizon @ 120' | T-Mobile @ 150' | cl&p @ 92' and 93'
New Fairfield | *** Ball Pond Road | monopole | Town of New Fairfield | 175 |  | Nextel @ 150' | Verizon @ 125' | Cingular @ 135' | T-Mobile @ 145'
New Hartford | *** Industrial Access Road (Greenwoods Industrial Park) | monopole | Crown Castle | 160 | p0885 adds 10' extension | Cingular @ 126' | Verizon @ 147' | Sprint @ 154' | T-Mobile @ 168'
New Hartford | **** Litchfield Turnpike | other (bell tower) | Verizon | 125 | (p0687)equipment housed in basement of church pavilion | Verizon @ 112' | Cingular @ 102'
New Hartford | *** Southeast Road/** Garrett Ridge Drive | monopole | SBA Communications | 160 | (d0251/p0649)transfer of certificate/d0314/recertified under d0380; Certificate transferred 7/15/10 | Sprint @ 150' | Cingular @ 130' | Verizon @ 160' | MetroPCS @ 110' | T-Mobile @ 150'
New Hartford | ** Antolini Road | monopole | AT&T | 145 | (d0184/184A)previously approved for 103', but other carrier already installed at that level | Cingular/AT&T @ 135' | so. End FD @ 115' | Nextel @ 125' | Sprint @ 145' | Verizon @ 125' | MetroPCS @ 115'
New Hartford | *** West Hill Road | monopole | Message Center Mngmt | 125 |  | Arch Wireless | American Messaging Service
New Hartford | Ratium Road | utility pole | Verizon | 36 | small cell; at Ski Sundown adjacent to 135 Ratium Road | Verizon @ 36'
New Haven | * Long Wharf Drive | rooftop |  | 98.1' | AT&T antenna | Cingular @ 112' | Sprint @ 122', 110' & 107'' | T-Mobile @ 118' | Verizon @ 98.1' | Nextel @ 108'
New Haven | *** Howe Street | rooftop |  |  | Nextel Communications, Inc. antenna | Nextel @ 75'
New Haven | *** Pond Lily Avenue | other (flagpole) | Verizon | 80 | d0301 | Cingular @ 30' | Verizon @ 76'/66' | Nextel @ 56'
New Haven | *** Pond Lily Avenue | billboard |  | 28 |  | AT&T @ 28'
New Haven | *** Whalley Avenue | rooftop |  | 58' | Verizon antenna; apartment building | T-Mobile @ 67' | Verizon @ 58'
New Haven | **** Quinnipiac Ave. | wood utility pole | UI | 79 | (p0437) replace 30' wood utility pole with 79' wood utility pole | ui @ 79'
New Haven | *** Bristol Street | rooftop |  | 105'/132' | AT&T & Cellco antennas | Cingular @ 124' | Sprint @ 133' | T-Mobile @ 135' | Verizon @ 105'/132'
New Haven | *** Orange Avenue | smokestack |  |  |  | Verizon @ 80'
New Haven | **** Townsend Avenue | rooftop |  |  | Choice One Communications
New Haven | *** Dwight Street | rooftop |  |  |  | Sprint @ 79'
New Haven | *** Court Street | rooftop |  |  | Nextel Communications, Inc. antenna | Nextel @ 217'
New Haven | *** Church Street | rooftop |  |  | Yale | Sprint @ 118' | Verizon @ 124'
New Haven | *** Edwards Street | steeple | St. Joseph's Church |  | Sprint Spectrum antenna | Sprint @ 94'
New Haven | *** Hamilton Street | rooftop |  |  |  | Sprint @ 63'
New Haven | *** Ferry Street | rooftop |  |  |  | Verizon @ 75'
New Haven | *** Baldwin Drive(West Rock Ridge/**** Wintergreen Ave) | self-supporting lattice | State of CT DPS | 120 | p069.2 | dot/dps @ 120' | Cingular @ 77' | T-Mobile @ 95' | Sprint @ 71'
New Haven | **** Chapel Street | smokestack |  | 153' | St. Raphael Hospital; Southern New England | Cingular @ 153'
New Haven | **** Whalley Avenue | rooftop |  |  | Spacenet Inc.
New Haven | *** Forbes St. | building mount | Louis Canestri | 75 |  | Verizon @ 71.9'
New Haven | *** Grand Avenue | steeple | Cathedral of Higher Praise | 59' |  | Nextel @ 59'
New Haven | *** Middletown Avenue | billboard |  | 88' | I-91/Rt. 80; Southwestern Bell Moblile | Cingular @ 88' | T-Mobile @ 95' | Sprint @ 85'
New Haven | *** Davenport Avenue | rooftop | Message Center Mgmt |  | Metrocall Inc. | usa mobility wireless
New Haven | *** Derby Avenue | rooftop | City of New Haven |  | City of New Haven School
New Haven | *** Mitchell Drive | utility pole | Verizon | 26 | small cell | Verizon @ 26'
New Haven | *** Humphrey Street | rooftop |  |  |  | T-Mobile @ 51'
New Haven | *** Fountain Street | rooftop |  |  |  | Sprint @ 98'
New Haven | *** Church Street | rooftop |  |  | AT&T Diversified Group, Inc.
New Haven | *** Grand Avenue | rooftop |  |  | Spacenet Inc.
New Haven | * Church Street | rooftop |  |  | Arch Wireless antenna
New Haven | ***-*** Grand Avenue | stealth rooftop chimney |  |  |  | Sprint @ 52'
New Haven | *** Blvd. Overpass | wood utility pole | UI | 79 | (p0437) replace 30' wood utility pole with 79' wood utility pole | ui @ 79'
New Haven | *** Whitney Avenue | rooftop |  |  | Nextel Communications, Inc. antenna | Nextel @ 66'
New Haven | *** College Street | rooftop |  | 161' | AT&T antenna | Cingular @ 161' | T-Mobile @ 210'
New Haven | ** White Street | rooftop |  |  |  | T-Mobile @ 42'
New Haven | *** N. Frontage Road | rooftop |  |  |  | T-Mobile @ 154'
New Haven | ** Whalley Avenue | rooftop | 30 Whalley Ave. Associates |  |  | new Cingular @ 92' | MetroPCS @ 120'
New Haven | *** Orange St. | building mount | AT&T/SCLP | 100 | 100' rooftop lattice tower, 306' agl to top of tower | AT&T/pers. @ 90' | sirius @ 143' | Cingular @ 106/87'/82' | marcus @ 289'
New Haven | *** (***) Peck Street | smokestack/rooftop |  | 67.9' | AT&T antenna (cingular submission says it's lattice tower on roof) | Cingular @ 66' | Sprint @ 68' | Verizon @ 67.9' | Nextel @ 56' | T-Mobile @ 78'
New Haven | *** (***) Eastern Street | rooftop |  |  | Bella Vista Apts. | Verizon @ 191.9 | AT&T @ 187' | Sprint @ 208
New Haven | *** George Street | rooftop |  |  | Southwestern Bell Moblile
New Haven | *** Ferry Street | rooftop |  | 100' | t-mobile Communications, Inc. antenna | Sprint @ 105' | T-Mobile @ 112'
New Haven | *** Orange Street | rooftop |  |  |  | T-Mobile @ 105'
New Haven | *** Peat Meadow Road | Billboard mounted monopole | Verizon | 70' | Petition No. 1440 | Verizon @62' & 67'
New Haven | *** Washington Avenue | rooftop |  |  | Spacenet Inc.
New Haven | *** Washington Avenue | utility pole | Verizon | 38 | small cell | Verizon @ 38'
New Haven | *** Forbes Ave | monopole | SBA | 86 | (d0298)replaces antennas on sign at 401-411 Forbes Ave/p0908 extends tower height 10'/p0955 extends tower height 10' | Sprint @ 67.5' | T-Mobile @ 58' | MetroPCS @ 76.5' | clearwire @ 85'
New Haven | * Middletown Avenue | rooftop guyed lattice | Gillette, Joan
New Haven | *** State Street | rooftop |  |  | Choice One Communications
New Haven | *** Chapel Street (*** East Street) | rooftop |  |  |  | T-Mobile @ 71' | AT&T @ 67'
New Haven | *** (***) Whalley Avenue | rooftop |  |  |  | T-Mobile @ 67' | Verizon @ 45' | AT&T @ 57'
New Haven | ** Prince Street | rooftop |  |  |  | Sprint @ 75'
New Haven | *** James St | building mount | DOT | 140 | (d0163)New 140' tower atop 30' building | dot @ 168'
New Haven | *** (**) Fitch Street (** Crescent Street) | rooftop |  |  | SCSU | Cingular @ 63' | Nextel @ 70' | Verizon @ 65' | T-Mobile @ 59' | Sprint @ 65'
New Haven | *** Ferry Street | rooftop
New Haven | ** Meadow St | building mount | 54 Meadow St. Assoc. | 170 | (d0140) Replace Antennas; PE1430 remove 9 existin antennas & install 12 new antennas & 10 RRUs | Verizon @ 155, 130
New Haven | *** Long Wharf Drive | rooftop |  |  | DSL.NET Inc.
New Haven | ** Church Street | rooftop |  |  | Choice One Communications
New Haven | *** Whitney Avenue | steeple |  | 90' | t-mobile Communications, Inc. antenna | Sprint @ 100' | T-Mobile @ 90' | MetroPCS @ 75' | AT&T @ 76'
New Haven | ** Warren Street | rooftop |  |  |  | T-Mobile @ 64'
New Haven | *** Chapel Street | building mount | Comcast Cable |  | (p0414) Attach dish to south facing wall of bldg | comcast @ 20'
New Haven | *** Congress Street | rooftop |  |  |  | Verizon @ 54'
New Haven | *** Washington Avenue | utility pole | Verizon | 37 | small cell | Verizon @ 37'
New Haven | ** Wheeler Street | monopole |  | 88 | p0753 adds 10 foot extension to 98' | Nextel @ 80' | Cingular @ 90' | Cingular/AT&T @ 70' | T-Mobile @ 98'
New Haven | ** McKinley Avenue | in-building IP access |  |  | private home | T-Mobile
New Haven | *** Prospect Street | rooftop | Albertus Magnus |  | Sprint Spectrum antenna | Verizon @ 56' | new Cingular @ 63'2" | Sprint @ 60'
New Haven | *** George Street | rooftop |  | 61' | Cellco antenna | Verizon @ 61'
New Haven | ** West Prospect Street | rooftop |  | 35 |  | T-Mobile @ 35'
New Haven | *** State Street | rooftop |  | 70' | Cellco antenna | Verizon @ 70' | Nextel @ 66'
New Haven | *** Howard Avenue | rooftop | Yale-New Haven Hospital |  | Verizon antenna
New Haven | ** Water Street | rooftop | C. Cowles & Co. |  |  | Nextel @ 71.5' | Verizon @ 75'
New Haven | ** Howe Street | rooftop |  |  | Campus View Apts. | T-Mobile @ 92'
New Haven | ** Amity Road | billboard |  |  |  | T-Mobile @ 52'
New Haven | *** State Street | rooftop | Ahern Family Ltd. Partnership |  |  | AT&T @ 58'
New Haven | ** Shelton Avenue (** Shelton) | rooftop | Glen Greenburg |  |  | T-Mobile @ 80' | Verizon @ 86/82'
New Haven | *** Howard Avenue | rooftop |  |  |  | T-Mobile @ 160'
New Haven | *** Winchester Avenue | rooftop |  |  | Albertus Magnus Campus | T-Mobile @ 75'
New Haven | ** Fountain Street | rooftop |  |  | Spacenet Inc.
New Haven | East Rock Park | self-supporting lattice | City of New Haven | 102' | various antennas at different heights | clearwire @ 90'
New Haven | Edgewood Avenue | utility pole | Verizon | 24 | small cell; adjacent to 1031 Forest Road | Verizon @ 24'
New Haven | Foxon Boulevard | utility pole | Verizon | 38 | small cell; adjacent to 125 Foxon Boulevard | Verizon @ 38'
New Haven | Hallock Ave | monopole | Amtrak | 100 | d017 | amtrak @ ?
New Haven | Spring Street | utility pole | Verizon | 37 | small cell; adjacent to 155 Spring Street
New Haven | *** Dyer Street | rooftop |  |  |  | Verizon @ 50'
New London | * Union Street
New London | *** Hempstead Street | rooftop | Nextel | 102.3' |  | Nextel @ 96'
New London | *** Broad Street | rooftop | Cellco/Verizon | 64.5' |  | Verizon @ 58'
New London | *** Colman Street | rooftop | PageNet Inc. | 134'
New London | *** Chester Street (*** Jefferson Ave) | rooftop |  |  | New London High School | T-Mobile @ 70'
New London | ** Lower Boulevard | o-bracketed tower | City of New London | 60 |  | T-Mobile @ 57'
New London | ** Manwaring Street | utility pole | Verizon | 37 | small cell | Verizon @ 37'
New London | ** Washington St. | building mounted lattice tower | AT&T | 204 |  | Cingular @ 192 | Sprint @ 170'
New London | *** Mohegan Avenue | rooftop |  | 69 | Connecticut College, aka 821 Williams St. | Sprint @ 65.5' | T-Mobile @ 70' | Verizon @ 57'
New London | *** State Street | rooftop | t-mobile | 168.9' |  | T-Mobile @ 164'
New London | *** Huntington Street | small cell | Verizon | 60 | P1254 - Verizon small cell on rooftop sign structure | Verizon @ 59'
New London | *** Montauk Avenue | rooftop | Message Center Mgmt |  |  | T-Mobile @ 81'
New London | ** Debiasi Drive | rooftop | Verizon | 52 | p1311; 2 faux chimney structures on building roof | Verizon @ 48'
New London | ** Granite Street | rooftop | Message Center Mgmt | 55' |  | Cingular @ ?
New London | *** Jefferson Avenue | utility pole | Verizon | 37 | small cell; across from 490 Jefferson Avenue | Verizon @ 37'
New London | ** Westwood Ave. | self-supporting lattice | Eastern CT Cable | 75 | replace remaining 6 cellular antennas with newer ones | eastern ct catv @ | Verizon @ 67'
New London | ** Hawthorne Drive North | power mount | CL&P | 90 | p0759 | T-Mobile @82' & 90'
New London | *** Bank Street | rooftop mounted monopole | Verizon | 72.5 | install antennas; install CRAN, and FAA determination required | Verizon @ 70
New London | ** Neptune Avenue | small cell | Verizon | 43 | small cell in faux chimney on building rooftop; petition 1307 | Verizon @ 40'
New London | Bates Woods Park | ballfield light pole | Message Center Mgmt | 115 | d0439 | AT&T @ 112'
New London | Montauk Avenue | utility pole | Verizon | 37 | small cell; adjacent to 467 Montauk Avenue | Verizon @ 37'
New London | Montauk Avenue | utility pole | Verizon | 37 | small cell; adjacent to 735 Montauk Avenue | Verizon @ 37'
New London | Ocean Avenue | utility pole | Verizon | 37 | small cell; adjacent to 899 Ocean Avenue | Verizon @ 37'
New Milford | *** Ridge Rd/*** Ridge Road | self-supporting lattice | Crown Media | 130 | (p0111)Transfer of Ownership from Housatonic Cable | new mil catv @? (receive only) | T-Mobile @ 127' | charter @ ?
New Milford | ** Hilltop View Lane | power mount | CL&P (structure #10184) | 150 | (p0517/p0685)add 23' extension to existing power line structure | Sprint @ 155' | Nextel @ 171'
New Milford | ** Housatonic Avenue | rooftop | Nextel | 61'
New Milford | ** Chapin Road | ssl | CL&P | 247 | p0977 - replace existing 247' gl tower with 247' ssl tower | CL&P @ var. hts.
New Milford | ** Boardman Road | monopole | Quarry Stone & Gravel | 150 | d0285 | Sprint @ 150' | Nextel @ 140' | Cingular @ 120' | Verizon @ 130'
New Milford | ** Main Street | church steeple | t-mobile | 85' | at First Congregational Church | T-Mobile @ 82'
New Milford | *** Chestnut Land Road | monopole | Crown Castle | 160 | d0233 | Sprint @ 160' | alltel @ 150' | Cingular @ 130' | Verizon @ 140'
New Milford | * Elkington Farm Rd/Aspectuck Ave(Taylor Terrace) | monopole | American Tower | 150 | d0138.2 | Nextel @ 110' | Cingular/AT&T @ 120' | Cingular @ 152' | Verizon @ 133'
New Milford | *** Litchfield Road | monopole | SBA | 140 | d0342 | T-Mobile @ 137'
New Milford | * Old Town Park Road | power mount | CL&P (pole # 10185) | 160 | (p0723) pipe mast extension on existing transmission line pole | Cingular @ 175'
New Milford | *** Danbury Road | flagpole | t-mobile | 99 | Town issued building permit for tower 8/7/00 - flagpole design | Verizon @ 77' | T-Mobile @ 95' & 83'
New Milford | *** Kent Road | church steeple | Sprint | 88'9" | at Gaylordsville United Methodist Church | Sprint @ 78'
New Milford | Hilltop View Lane | power mount | CL&P (structure #10183) | 130 | (p0675)pipe mast extension on top of structure | Verizon @ 140'
New Milford | Rt. ***, Russeling Rd/*** Parklane Road | guyed lattice power mount | CL&P (structure #2069 | 68 | p0485; T-Mobile adds E911 function | T-Mobile @ 83'/76'4"
Newington | **** Willard Avenue | utility pole | Verizon | 35 | small cell | Verizon @ 35.8'
Newington | ****-**** Berlin Turnpike | rooftop |  |  |  | T-Mobile @ 85'
Newington | *** Pane Road | small cell | Verizon | 37 | small cell | Verizon @ 37'
Newington | **** Berlin Turnpike/** Cedarwood Lane | guyed lattice | Fred Callahan | 180 | (p0547)3 Nortel S8000 BTS cabinets | Cingular @ 120' | Nextel @ 140' | town of Wethersfield @ 180' | T-Mobile @ 167'
Newington | *** West Hill Road | utility pole | Verizon | 36 | small cell | Verizon @ 36'
Newington | ****-*** Berlin Turnpike | small cell | Verizon | 32'8" | P1244; small cell on roof of Dick's Sporting Goods | Verizon @ 31'6"
Newington | ** Prospect St. | monopole | Crown Castle | 120 |  | Verizon @ 100' | town @ 105' | Sprint @ 120' | Sigfox @ 131'
Newington | *** Willard Ave (aka *** Alumni Road) | rooftop | Sprint | 55'
Newington | *** Willard Avenue | rooftop |  |  |  | T-Mobile @ 120'
Newington | *** Willard Ave | monopole | Global Tower Partners | 180 | four equipment cabinets | Nextel @ 120' | Verizon @ 110' | Cingular/AT&T @ 160' | Sprint @ 140' | town @ 185' | clearwire @ 160'
Newington | *** Costello Road | monopole | Costello Industries | 115 |  | Verizon @ ? | Cingular @ 105' | T-Mobile @ 95'
Newtown | *** Berkshire Road (Rt. **) | monopole | SBA | 150 | (d0220/p0651)Transfer of Certificate to SBA, Inc. | Sprint @ 107.5' | T-Mobile @ 97.5' | town @ 150'
Newtown | ** Barnabas Road | self-supporting lattice | CL&P/NU | 180 |  | cl&p/nu @ 177' | Nextel @ 110' | Sprint @ 90' | T-Mobile @ 150' | Cingular/AT&T @ 136' | Verizon @ 126'
Newtown | ** South Main St. | monopole | Crown Castle | 150 |  | Sprint @ 137' | Verizon @ 127' | Cingular/AT&T @ 110' | T-Mobile @ 150'
Newtown | ** Berkshire Road, Route ** | monopole | Crown | 185 | d0089/p0402 | Cingular @ 177' | Verizon @ 185' | Sprint @ 165' | Nextel @ 150' | T-Mobile @ 145' | skytel @ 155' | MetroPCS @ 135'
Newtown | ** Dinglebrook Lane | monopole | Cingular (AT&T) | 150 | d0376 | Cingular (AT&T) @ 150' | T-Mobile @ 128'
Newtown | ** Main Street | utility pole | Verizon | 35 | small cell | Verizon @ 35'
Newtown | * Edmond Road | monopole | SBA | 130 | (d0241)up to four equipment cabinets; p0749 approved 10' extension to 140' | T-Mobile @ 130' | Cingular @ 120'
Newtown | ** Main Street | church steeple |  |  | Newtown meeting house | Sprint @ 58' | T-Mobile @ 74' | MetroPCS @ 57'
Newtown | *** South Main St. | monopole | Crown Castle | 150 |  | T-Mobile @ 140'
Newtown | * Primrose Street | small cell | Verizon | 27 | p1211 | Verizon @ 40'
Newtown | ** Main Street | guyed lattice/building mount | Town of Newtown | 80 | Remove existing 40'gl on 40' roof. Instal | Cingular @ 80'
Newtown | * Fairfield Dr (** Meridian Ridge Road) | monopole | American Tower | 163 | d0075.2 | Verizon @ 140' | Cingular @ 147' | T-Mobile @ 162'
Newtown | * Ferris Road | monopole | SBA | 120 | up to four equipment cabinets on concrete pad | Sprint @ 108' | Verizon @ 98' | Cingular/AT&T @ 88'
Newtown | * Park Lane | power mount | CL&P | 82' | p0773 | T-Mobile @ 97'
Newtown | ** Hattertown Road | monopole (inside silo) | T-Mobile | 59 | p0820 | T-Mobile @ 51'
Newtown | Mile Hill Road | utility pole | Verizon | 29 | small cell; 46 Mile Hill Road | Verizon @ 29'
Newtown | Queen Street | utility pole | Verizon | 31 | small cell; adjacent to 11 Queen Street | Verizon @ 31'
Norfolk | ** Ashpohtag Road | monopole | TowerCo | 150 | d0287 | Sprint @ 147.5' | Cingular @ 137' | Verizon @ 127'
Norfolk | *** Loon Meadow Rd | guyed lattice | AT&T/RCC | 160 |  | AT&T @ 142' | T-Mobile @ 124' | Sprint @ 152'
Norfolk | *** Greenwoods Road East | monopole | Message Center Mgmt | 180' | d0320 | Cingular @ 180' | Verizon @ 160'
Norfolk | *** Winchester Rd | self-supporting lattice | DPS | 180 | d0118.2 | dps @ 180' | lcd @ 147' | dps/AT&T @ 120'
North Branford | *** Foxon Road | monopole | SBA | 180 |  | Nextel @ 166' | T-Mobile @ 147' | Sprint @ 176' | Cingular/AT&T @ 156'
North Branford | ** Commerce Drive | monopole | SBA | 155 | d0295; Certificate transferred from Tower Ventures/National Grid/Lightower | T-Mobile @ 155' | Cingular @ 145' | Verizon @ 132'
North Branford | ** Ciro Road | monopole | SBA | 170 | (p0564)3 equipment cabinets | Cingular/AT&T @ 147' | T-Mobile @ 167' | Nextel @ 157'
North Branford | ** Reeds Gap Rd | self-supporting lattice | Crown | 85 | d0056.5 | Verizon @ 85' | Nextel @ 80' | Cingular/AT&T @ 68' | Verizon @ 95'
North Branford | ** Parsonage Hill Rd | self-supporting lattice | Ochenkowski | 195 | equipment cabinets on concrete pad | Cingular/AT&T @ 170' | Nextel @ 160' | Verizon @ 145'
North Branford | ** Parsonage Hill Rd | guyed lattice tower | Ochenkowski | 300 |  | clearwire @ 130'
North Branford | Rt. ** | power mount | CL&P | 91'6" | p0487 | T-Mobile @ 99'10"
North Branford | Youngs Apple Orchard Rd. | self-supporting lattice | AT&T | 130 |  | Sprint @ 126.5' | T-Mobile @ 138'
North Canaan | *** Main St | building mount | AT&T | 47.75 | (87.2)remove unused dishes/EMS RR33-20-00DP | Cingular @ 44' | T-Mobile @ 47'
North Canaan | ** Lower Road | self-supporting lattice | LCD | 195 |  | Cingular @ 143' | T-Mobile @ 125'
North Canaan | Rte *, ** Ashley Falls Road | self-supporting lattice | DPS | 120 | (d0118.3) Troop B | dps @ 116'
North Haven | *** Washington Ave | monopole | Crown Castle | 120 | d0117; p0879 extends equipment compound 6' x 6' | Verizon @ 120' | Sprint @ 104'; 117'
North Haven | *** Universal Drive | monopole | Crown Castle | 120 |  | Sprint @ 100' | Nextel @ 110' | T-Mobile @ 88' | Cingular @ 120'
North Haven | *** Washington Ave | monopole | Global Tower Partners | 120 |  | Cingular @ 120' | xm @ 110' | T-Mobile @ 110'
North Haven | *** Washington Ave | rooftop | Candid Communications |  | carrier: T-Mobile | T-Mobile @ 65'
North Haven | *** McDermott Road | rooftop |  | 46' | US Surgical | T-Mobile @ 65'
North Haven | * Dwight St. | monopole | American Tower | 150 |  | T-Mobile @ 130' | Cingular/AT&T @ 140'
North Haven | ** Broadway | utility pole | Verizon | 37 | small cell | Verizon @ 37'
North Haven | *** Sackett Point Road | monopole | T-Mobile | 56' | carrier: T-Mobile | T-Mobile @ 57'
North Haven | ** Church St. | church steeple | Nextel | 77 | Town added in 2007 list | Nextel @ 77'
North Haven | * Horseshoe Hill Road | water tank | regional water authority |  |  | T-Mobile @ 45'
North Haven | ** Devine Street | monopole | American Towers LLC | 130 | tower approved under d0384; extended 10' under p1089 | MetroPCS @ 117' | AT&T @ 107' | Verizon @ 130'
North Haven | * Dwight St./ ** Dwight St. | monopole | American Tower Communications | 150 | d044.4 | Cingular @ 150' | Verizon @ 140'
North Haven | Clintonville Rd/Route ** (Pole #****B) | power mount | CL&P | 100 | p0737 | Cingular @ 100'
North Haven | *** Universal Drive | self-supporting lattice | CSX Transportation | 80 |  | Verizon @ 80'
North Stonington | ***C Wintechog Hill Rd | self-supporting lattice | American Tower Management, Inc | 250 | d0091A | T-Mobile @ 228'/120.5' | Nextel @ 210' | Cingular/AT&T @ 140' | Cingular @ 135/150/165/172/180'
North Stonington | *** Norwich Westerly Road (Rt. *) | monopole | SBA | 150 |  | Cingular/AT&T @ 107' | T-Mobile @ 147' | Verizon @ 137' | emf broadcasting @ 92'
North Stonington | *** Boombridge Rd. | guyed lattice | Wireless Sol. | 180 |  | Cingular @ 175-180' | Verizon @ 136'
North Stonington | **F Clarks Falls Road | monopole | Sprint Spectrum | 150 | (d0214) 100x100 lease area, 50x50 fenced in compound, | Sprint @ 150' | Verizon @ 140'
North Stonington | ***B Cossaduck Hill Road | monopole | SBA | 190 | d0420 | AT&T @ 187' | Verizon @ 178' | Eversource @ 145'
North Stonington | *C Reutemann Road | silo
North Stonington | **A Pendleton Hill (Routes ** & I-**) | guyed lattice | James Romanella & Sons | 100 |  | AT&T @ 95'
North Stonington | Wintechog Rd | guyed lattice | Storer Communications | 350 | p051 | coastal @ 250' | Verizon @ 185'
Norwalk | * Selleck Street | rooftop |  |  |  | Verizon @ 90'
Norwalk | ** Mott Avenue | rooftop |  |  |  | Sprint @ 60'
Norwalk | ** Norden Place | smokestack |  |  |  | Sprint @ 100'
Norwalk | ** Norden Place | in-building IP access |  |  |  | T-Mobile
Norwalk | ** Willard Road | self-supporting lattice | AT&T | 350 |  | Cingular @ 347' | Sprint @ 240' | AT&T/skytel @ 370'/200' | pagenet @ 350' | T-Mobile @ 262' | ardis @ 354.5' | greater norwalk radio @ 350' | MetroPCS newyork @ 230' | mediaflo @ 294'
Norwalk | ** Main Avenue/ Merritt * | rooftop |  |  | t-mobile, AT&T; Northcoast | AT&T | Verizon | northcoast | T-Mobile @ 114'
Norwalk | ** Filbert Road | water tank | 1st Taxing District, City of Norwalk | 130 | p0305 | Verizon @ 113.9'
Norwalk | *** */* West Rocks Road (*** West Rock) | water tank | 1st Taxing District, City of Norwalk | 115 | D489 | Sprint @ 98' | T-Mobile @ 108' | Verizon @ 94.2' | Cingular @ 70'/87' | Nextel @ 117.6'
Norwalk | * Tindall Avenue | self-supporting lattice | Eversource | 150 | p1156 | eversource @ various heights omni and dishes | Verizon @ 110'
Norwalk | *** Connecticut Avenue | rooftop |  |  | t-mobile, Northcoast Communications, AT&T | Sprint @ 95' & 105' | T-Mobile @ 119' | AT&T | northcoast communications | TRM | MetroPCS @ 114'
Norwalk | *** Highland Avenue | power mount | CL&P | 100 | (p0621)extend height of power line structure by 12' | Sprint @ 99.5'
Norwalk | ** Belden Avenue | rooftop |  | 84' | T-Mobile, Verizon | AT&T @ 141 | T-Mobile @ 110' | Verizon @ 84' | Nextel @ 98' | MetroPCS @ 91.5' | clearwireless | Sprint @ 90 & 96'
Norwalk | ** Van Zant Street | rooftop |  | 57' |  | AT&T @ 60' | T-Mobile @ 66' | Verizon @ 57' | Nextel @ 59' | Sprint @ 65'
Norwalk | *** Newtown Avenue | utility pole | Verizon | 27 | small cell | Verizon @ 27.5'
Norwalk | *** New Canaan Avenue | interior mounted monopole | AT&T | 140 | d0442 - 2 interior mounted monopoles approved at same site | AT&T @ 127' & 137'
Norwalk | *** New Canaan Avenue | interior mounted monopole | AT&T | 140 | d0442 - 2 interior mounted monopoles approved at same site | Verizon @ 107' & 117'
Norwalk | ** Merritt * | rooftop |  |  |  | Verizon @ 106'
Norwalk | *** Rowayton Ave | monopole | CL&P | 95 | p0473 | Cingular/AT&T @ 98'
Norwalk | ** Weed Avenue | in-building IP access |  |  | Dolce Norwalk Conference Center | T-Mobile
Norwalk | *** Main Avenue | rooftop |  |  | t-mobile communications | MetroPCS/T-Mobile @ 106'
Norwalk | * Elmcrest Terrace | rooftop |  | 42' | Verizon | Verizon @ 42'
Norwalk | ** Richards Avenue | rooftop |  | 89.9' | AT&T, Verizon, t-mobile | AT&T @ 121' | Sprint @ 99' | T-Mobile @ 97' | Verizon @ 89.9' | clearwire
Norwalk | ** Main Avenue (Merritt *) | rooftop |  |  | AT&T | T-Mobile @ 10'
Norwalk | *** Main Street | rooftop |  |  |  | Cingular @ 128'
Norwalk | ** Day Street | rooftop |  | 50 |  | T-Mobile @ 56'
Norwalk | ** Fairview Ave | building mount | Overlook Terrace, apt build | 67 | (p078/p0167)Exchange 1-12' dish for 1-6' dish approved in p0. 78 | cablevision @ 73'
Norwalk | ** Rockland Road | self-supporting lattice | Crown | 180 | d0073.2 | Verizon @ 130'/152' | Cingular @ 108' | Nextel @ 143' | T-Mobile @ 170' | Sprint @ 145' | northcoast @ 115' | MetroPCS @ 115'
Norwalk | ** Washington Street | rooftop |  | 5' | t-mobile communications | AT&T @ 100' | Sprint @ 98' | T-Mobile @ 175' | MetroPCS @ 168' | sirius sat radio
Norwalk | *** Connecticut Avenue | in-building IP access |  |  | T-Mobile store location | T-Mobile
Norwalk | *** Connecticut Avenue | rooftop
Norwalk | *** Westport Avenue | utility pole | Verizon | 37 | small cell | Verizon @ 37'
Norwalk | * Shirley Street, WNLK Radio | guyed lattice | Cox Radio | 336 |  | Cingular @ 75' | clearwire | Verizon @ 101'
Norwalk | *** Connecticut Ave | monopole | AT&T Cellular | 150 | d045.2 | Cingular @ 150'
Norwalk | *** Connecticut Avenue | rooftop |  |  |  | MetroPCS @ 110'
Norwalk | *** Main street | utility pole | Eversource | 34' |  | AT&T @ 36'
Norwalk | ** Main Avenue (** Glover Avenue) | rooftop |  |  |  | Verizon | T-Mobile @ 100'
Norwalk | ** Rowayton Avenue | utility pole | Verizon | 35 | small cell | Verizon @ 35.8'
Norwalk | ** Main Avenue (** Glover Avenue) | rooftop/in-building |  |  |  | T-Mobile
Norwalk | Norwalk Harbor Station | smokestack | CL&P/NU | 185 |  | cl&p @ ?
Norwalk | Price Avenue/Fairview Street | water tank |  | 63' | Verizon | Verizon @ 63'
Norwalk | West Cedar Street | utility pole | Verizon | 36 | small cell; adjacent to 143 Richards Avenue | Verizon @ 36.9'
Norwalk | Willruss Court (** Willcross - CL&P #****) | power mount | CL&P | 94 | (p0446/734)install second pipe mast extension to 23' above transmission line structure | Cingular/AT&T @ 104' | T-Mobile @ 104/114'
Norwalk | * Charles Marshall Dr | power mount | CL&P | 95 | (p0459)1-GPS at 20' AGL on fence, Structure # 1109 | T-Mobile @ 104/114' | Sprint @ 103'
Norwich | * Chestnut Street | ssl/bm | AT&T | 93 |  | T-Mobile @ 83'
Norwich | * Thames Street | rooftop |  | 53 |  | Sprint @ 53' | Nextel @ 65'
Norwich | ** High Street | rooftop |  |  |  | Verizon @ 60'
Norwich | ** Water Street | rooftop |  | 15' | carrier: AT&T | Cingular @ 60'
Norwich | ***-*** Elizabeth Street | rooftop |  | 14' | carrier: sprint
Norwich | *** Old Salem Road | power mount | CL&P | 88 | p0595 | Sprint @ 83'
Norwich | *** Main Street | Building Mounted Monopole (Small cell) | Cellco | 84.5 | 2-foot canister antenna atop a 8-foot monopole atop a 76.5-foot building; P1364A | Verizon @ 86.5'
Norwich | * Hinckley Hill Rd | self-supporting lattice | Cordless Data Transfer | 150 | p0579 - t-mobile adds 10-foot extension | Verizon @ 131.5' | Cingular/AT&T 115' | T-Mobile @ 153'
Norwich | *** North Wawecus Hill Road | monopole | American Tower | 140 | d0270 | Cingular @ 127' | T-Mobile @ 137' | Verizon @ 116'
Norwich | *** Washington Street | rooftop |  | 173' | carrier: AT&T | Cingular @ 84' | T-Mobile @78.5'
Norwich | *** Salem Turnpike | in-building IP access |  |  | Walmart | T-Mobile
Norwich | *** Rogers Rd | monopole | American Tower | 150 | d0087A | nextwave @ 139' | t-moible @ 162' | Cingular @ 154'
Norwich | *** Plain Hill Rd | monopole | SBA | 180 |  | Verizon @ 150' | Cingular @ 147' | Nextel @ 161' | Cingular/AT&T @ 132' | Cingular @ 142'
Norwich | ** Maennerchor Avenue | monopole | SBA | 120 | d0365; tower extended 10 feet under p1036 | T-Mobile @ 117' | MetroPCS @ 120' | AT&T @ 128' | Verizon @ 100'
Norwich | ** West Thames Street (Eastern District HQ, Site #**) | building mount | DPS | 12 | tower on top of Uncas on the Thames Hospital Admin Bldg | dps @ 89' | T-Mobile @ 85'
Norwich | *** Plain Hill Road | guyed lattice | IWG Towers Assets | 300 | (d030)install 4 whips, add guy wires | Verizon @ 190'
Norwich | *** Plain Hill Road | monopole | State of Connecticut DOT
Norwich | *** Plain Hill Road | self-supporting lattice | State of Connecticut DEEP
Norwich | ** Church Street | rooftop |  |  | carrier: AT&T
Norwich | ** Clinton Avenue | monopole | Crown Castle | 150 | up to 4 equipment cabinets on concrete pad | Cingular/AT&T @ 125' | Verizon @ 60'
Norwich | ** Church Street | steeple |  | 70' | carrier: sprint
Norwich | ** Reservoir Road | water tank |  | 91' | carrier: T-Mobile | Cingular @150' | T-Mobile @ 160' | MetroPCS @ 162'
Norwich | *** Yantic Lane | monopole | Verizon | 110 | Docket No. 491 | Verizon @ 110'
Norwich | *** Elizabeth Street | rooftop |  |  |  | MetroPCS @ 50'
Old Lyme | *** Mile Creek Road | monopole | Cellco | 170 | d0202; tower raised 10' per p0877 submitted by T-Mobile | Verizon @ 157.5' | Cingular @ 137.5' | T-Mobile @ 170'
Old Lyme | *** Whippoorwill Rd. | guyed lattice | Mr. & Mrs. Andrew Pfeiffer | 100 | Approve Tower Sharing | Cingular @ 93' | Verizon @ 78'
Old Lyme | ** Seaside Lane | utility pole | Verizon | 31 | small cell | Verizon @ 31'
Old Lyme | ** Champion Road | utility pole | Verizon | 36 | small cell | Verizon @ 36'
Old Lyme | *** Sterling City Road | silo |  | 75 |  | AT&T @ 75
Old Lyme | *** Boston Post Road | monopole | Old Lyme | 135 | Old Lyme Firehouse; P1388-AT&T extend tower to 135-ft | Sprint @ 99' | Verizon @ 90' | town @ 110' | MetroPCS @ 108' | AT&T @ 127'
Old Lyme | *** (**) Short Hills Road | monopole | Sprint | 180 | 1-GPS at 100 ft; Sprint on tower @ 180' | Nextel @ 160' | Verizon @ 161'
Old Lyme | *** Shore Road | monopole | Bay Communications | 110 | d0391; motion to reopen and remove T-Arm condition - 7/18/19 | T-Mobile @ 100' | AT&T @ 109' | Verizon @ 90'
Old Lyme | ** Hatchetts Hill Rd | monopole | t-mobile | 190 |  | Verizon @ 175' | Cingular @ 165'
Old Lyme | *** Shore Road | monopole | T-Mobile | 80 | d0392 | T-Mobile @ 77'
Old Lyme | **-* Buttonball Road | monopole | T-Mobile | 100 | d0393 - all antennas must be flush mounted | T-Mobile @ 97'
Old Lyme | **-* Boggy Hole Road | monopole | Wireless Solutions | 175 | d0209 | T-Mobile @ 172' | Cingular @ 152' | Verizon @ 162' | Nextel @ 132'
Old Lyme | * Old Bridge Road | power mount | CL&P | 190 |  | T-Mobile @ 196'
Old Lyme | ** Swan Avenue | small cell | Verizon | 26 | p1290. on roof of The Pavillion Restaurant | Verizon @ 26'
Old Saybrook | *** Maple Avenue | utility pole | Verizon | 37 | small cell | Verizon @ 37'
Old Saybrook | *** Ingham Hill Road | monopole | M&J Bus | 50 | (p0601)replace existing lattice tower with monopole; equipment cabinets on concrete pad, bus co. antenna on top of pole |  | AT&T @ 48'
Old Saybrook | **** Boston Post Road | monopole | AT&T | 100 | d0411 | AT&T @ 97' | Verizon @ 85'
Old Saybrook | *** Ingham Hill Rd | monopole | Crown Castle | 150 | d0051.2 | Cingular @ 150' | T-Mobile @ 162' | Verizon @ 122'
Old Saybrook | ** Main Street | small cell | Verizon | 21.7 | p1155; small cell in faux mechanical penthouse | Verizon @ 32'
Old Saybrook | * Ferry Place (* Clark Street) | smokestack | Geoffry Etherington | 110 | (p0327)Replace antennas | Verizon @ 89'
Old Saybrook | *** Ferry Road | lattice-power mount | CL&P |  |  | Cingular @ 195'
Old Saybrook | **-* River Road | monopole | Nextel | 130 | use existing equipment shelter | Cingular/AT&T @ 90' | Nextel @ 130' | MetroPCS @ 118'
Old Saybrook | *** Middlesex Turnpike | monopole | Crown Castle | 175 | Sprint on tower @ 175' | Sprint @ 175' | Cingular/AT&T @ 165'
Old Saybrook | *** Main Street | utility pole | Verizon | 37 | small cell | Verizon @ 37'
Old Saybrook | ** Ford Drive (Rte *, between River St. & Ford Drive) | monopole | Amtrak | 150 | (p0551)replace existing 104' monopole | T-Mobile @ 150'
Old Saybrook | *** Maple Avenue | utility pole | Verizon | 37 | small cell | Verizon @ 37'
Old Saybrook | ** Springbrook Road | monopole | Crossroads Communications of OS | 175
Old Saybrook | * Custom Drive | small cell | ZZZ & I LLC | 24.3 | p1191 | Verizon @ 31.3'
Old Saybrook | * Old Boston Post Road | utility pole | Verizon | 36 | small cell | Verizon @ 36'
Old Saybrook | Bridge Street | utility pole | Verizon | 20 | small cell; Route 154 adjacent to 2 Bridge Street | Verizon @ 20'
Old Saybrook | Middlesex Turnpike (RT. *)/*** Bokum Rd. - North | guyed lattice | Crossroads Communications of OS | 198 | equipment shelter | T-Mobile @ 167'8"/155'8" | Verizon @ 120'
Old Saybrook | Boston Post Road | utility pole | Verizon | 37 | small cell; Route 1 adjacent to 910 Boston Post Road | Verizon @ 37'
Orange | *** Marsh Hill Road | self-supporting lattice | United Illuminating | 100 | d0406 | ui @ various hts.
Orange | ** South Orange Center Road | monopole | Town of Orange | 180 |  | Sprint @ 127' | Verizon @ 117' | Cingular @ 177' | Nextel @ 137' | T-Mobile @ 148'
Orange | *** Bittersweet Road | power mount | CL&P (pole # 24069) | 160 |  | T-Mobile @ 157'
Orange | *** Ridge Road | power mount | CL&P (# 3848) | 111 | p1063 - add 15' extension onto 96' transmission line tower | AT&T @ 127'
Orange | *** Orange Center Rd/ High Plains CC | monopole | Orange, Town of | 160 | d0177A.1 | Sprint @ 136' | Verizon @ 158' | Nextel @ 169' | Cingular @ 146' | T-Mobile @ 123'
Orange | *** Overland Drive | power mount | CL&P (structure #24063) | 130 | p1043 - add 10-foot extension to 120-foot transmission line pole | AT&T @ 130'
Orange | ** Robinson Boulevard | rooftop monopole | Verizon | 62 | p1107 - install 35' tower on top of 25' building | Verizon @ 62'
Orange | *** Grassy Hill Road | monopole | Sprint | 140 | d0262 | Sprint @ 130' | T-Mobile @ 110' | Cingular @ 140'
Orange | Hunting Hill Place | power mount | CL&P | 100 | (p0486)3 Nortel S8000 cabinets | T-Mobile @ 112'
Orange | Ogg Meadow Road | monopole | Crown | 160 | d0177A.2/p0436 | metricom @ 70' | xm @ 105'(ant)/50'(dish) | Sprint @ 136' | Verizon @ 80'/161' | Cingular @ 146' | Nextel @ 117'
Oxford | *** Willenbrock Rd. | monopole | SBA | 150 |  | Sprint @ 150' | Nextel @ 127' | Verizon @ 137' | Cingular/AT&T @ 117'
Oxford | *** Coppermine Road | monopole | SBA | 180 |  | Sprint @ 168' | Cingular @ 158' | Verizon @ 148' | Nextel @ 178'
Oxford | ** Great Oak Road | monopole | Sprint | 150 |  | Cingular/AT&T @ 130' | Verizon @ 140' | Sprint @ 150'
Oxford | *** Oxford Rd | monopole | Sprint | 150 |  | Verizon @ 130' | Cingular @ 140' | MetroPCS @ 117'
Oxford | ** Shelton Rd | self-supporting lattice | CSP | 94 | p0141.7/p0308A | necs @ 80' | Cingular @ 92'
Oxford | *** Oxford Road | monopole | Crown Castle | 150 |  | Cingular @ 137' | Verizon @ 147'
Oxford | ** Quaker Farms Road | monopole | New Cingular (AT&T) | 150 | d0261 | Cingular @ 137' | Verizon @ 120' | T-Mobile @ 129'
Plainfield | **** Norwich Road | monopole | t-mobile | 150 | t-mobile on tower @ 150' | T-Mobile @ 140' | Verizon @ 140'
Plainfield | *** Norwich Road | monopole | Nextel | 160 | p0654 | Nextel @ 158' | Cingular/AT&T @ 148'
Plainfield | ** Spaulding Hill Rd | monopole | American Tower | 150 | d0136 | Verizon @ 110' | Cingular @ 150'
Plainfield | **-** Unity Road | monopole | Crown Castle | 160 | d0234 | Sprint @ 160' | Cingular/AT&T @ 150' | T-Mobile @ 137' | Verizon @ 127'
Plainfield | ** East Main St | sign | AT&T Wireless | 87' 6"
Plainfield | *** Green Hollow Rd | monopole | SBA Inc | 178 | add 2 equipment cabinets on existing pad | Verizon @ 125' | Cingular @ 155' | Cingular/AT&T @ 132'
Plainfield | * Canterbury Road | utility pole | Verizon | 33 | small cell; at intersection w/ Packerville Road | Verizon @ 33'
Plainfield | ** Community Ave | smoke stack | Techstar Comm |  |  | T-Mobile @ 124'
Plainfield | *** Norwich Road | monopole | Crown Castle | 130 | Town approved tower 6/8/99; Sprint on tower @ 127' | Sprint @ 127' | Cingular/AT&T @ 117'
Plainville | * Central Square (**-** East Main Street) | monopole | Town of Plainville | 85' |  | Verizon @ 81'
Plainville | ** Sparks Street | monopole | Sprint | 125 |  | Nextel @ 105' | Cingular @ 115' | MetroPCS @ 92'
Plainville | *** Woodford Avenue | rooftop |  |  |  | T-Mobile @ 70'
Plainville | *** South Washington | monopole | New Cingular | 120 | (d0281)transfer of certificate from AT&T | Cingular @ 120' | Verizon @ 110' | T-Mobile @ 100' | MetroPCS @ 76'
Plainville | ** West Main Street | self-supporting lattice | Town of Plainville | 80' | equipment inside Fire Dept. bldg. | T-Mobile @ 77'
Plainville | Northwest Drive | utility pole | Verizon | 37 | small cell; adjacent to 341 Cooke Street | Verizon @ 37'
Plainville | *** New Britain Avenue | rooftop-building mounted | Cellco | 32' agl | 2x12' mast on a 20-foot agl rooftop; P1366 on 5/9/19 | Verizon @ 29'
Plainville | Rober Holcomb Way | utility pole | Verizon | 31 | small cell; adjacent to 55 Locust Street | Verizon @ 31'
Plymouth | *** (***) Mt. Tobe Road | monopole | SBA | 160 | also 6 dual-band amps and up to 3 combiners | T-Mobile @ 160' | Nextel @ 127' | Verizon @ 137' | Cingular @ 108'
Plymouth | *** Town Hill Rd. | monopole | Crown Castle | 170 | (p0721)change out ground equipment to convert from AT&T to Alltel | Sprint @ 155' | Cingular @ 115' | Verizon @ 135' | T-Mobile @ 165' | Nextel @ 125'
Plymouth | *** (***) North St. | monopole | American Tower | 187 | d0138.3 | Cingular @ 187' | dps @ 160'
Plymouth | *** North St. | monopole | American Tower | 195 |  | T-Mobile @ 175' | Nextel @ 185' | Sprint @ 195' | Verizon @ 165'
Plymouth | ** Keegan Road | monopole | Verizon | 140 | d0456 - Replacement for 42 South Street facility | Verizon @ 140'
Plymouth | ** (**) South Street | monopole | Litchfield Acquisition Corp | 193 | (d0156/p0655/d0156)transfer of certificate | litchfield co. cell @ 190' | Cingular/AT&T @ 190'/178' | Verizon @ 169'
Pomfret | *** Pomfret St | monopole | SBA | 170 | three BTS equipment cabinets | Verizon @ 157' | Sprint @ 167' | T-Mobile @ 147'
Pomfret | ** Babbit Hill | monopole | SBA | 168 |  | Nextel @ 167' | Sprint @ 157' | T-Mobile @ 137' | Cingular @ 147'
Pomfret | ** Tyrone Rd | monopole | AT&T | 154 | d0142 | pomfret school @ 98' | Cingular @ 154' | Sprint @ 167.5'
Portland | *** Gospel Lane | utility pole | Verizon | 36 | small cell | Verizon @ 36'
Portland | *** Bartlett Street | utility pole | Verizon | 24 | small cell | Verizon @ 24'
Portland | *** Middle Haddam Road | monopole | Cellco | 140 | d0206; p0806 | Verizon @ 130' | Cingular @ 117' | T-Mobile @ 137'
Portland | *** Main Street | utility pole | Verizon | 36 | small cell | Verizon @ 36.9'
Portland | *** Marlborough Street | utility pole | Verizon | 23 | small cell | Verizon @ 23'
Portland | ** Goodrich Lane | monopole | Crown | 160 | d0058.6 | Verizon @ 160' | Sprint @ 140' | T-Mobile @ 130' | Nextel @ 128' | Cingular/AT&T @ 121'
Portland | ** High Street | monopole | Town of Portland | 120' |  | T-Mobile @ 110' | clearwire @ 105'
Portland | ** High Street | self-supporting lattice | AT&T/SCLP | 80 |  | Cingular @ 80'
Portland | Gospel Lane | utility pole | Verizon | 35.25 | small cell; adjacent to 860 Portland-Cobalt Road | Verizon @ 35'
Preston | ** Pierce Road | monopole | Crown Castle | 150 | Sprint on tower @ 150' | Sprint @ 150' | Cingular/AT&T @ 140'
Preston | *** Route * | monopole | Crown Castle | 150 | 3 equipment cabinets on concrete pad | Sprint @ 148' | Verizon @ 138' | Cingular/AT&T @ 118' | T-Mobile @ 118'
Prospect | ** (**) Peach Orchard Road (see *** East Side Boulevard, Naugatuck)
Prospect | ** Kluge Rd | monopole | Global Signal Acquisitions | 190 |  | T-Mobile @ 180'
Prospect | *** Waterbury Road | guyed lattice | SFX Broadcasting | 195 |  | Cingular/AT&T @ 148/140' | T-Mobile @ 130'
Prospect | *** New Haven Rd, Kluge Rd | monopole | SBA | 160 |  | Cingular @ 158' | Verizon @ 135'
Prospect | ** Kluge Road | self-supporting lattice | CL&P | 152 | (p0745)ssl tower replaces existing gl which is not structurally sound; antennas on existing tower to be transferred to new tower | cl&p @ ?
Prospect | *** Cheshire Rd | monopole | SBA | 162 | add 12' extension onto top of 150' tower | Verizon @ 140' | Cingular/AT&T @ 127' | Cingular @ 117' | T-Mobile @ 160'
Prospect | ** New Haven Road | tower | Town of Prospect | 108'
Prospect | * Union City Road | steeple |  |  |  | T-Mobile @ 58'
Prospect | ** Waterbury Road | guyed lattice | Charles Bradshaw | 160 |  | Cingular @ 120' | Nextel @ 152'
Putnam | *** Sayle Avenue | monopole | SBA Towers | 175 |  | verion @ 157'; 146' | Cingular @ 134' | T-Mobile @ 185' | Sprint @ 177' | Nextel @ 178'
Putnam | *** Ridge Road | water tank | Town of Putnam | 100 |  | T-Mobile @ 103' | Nextel @ 98' | MetroPCS @ 99'
Putnam | *** Elmwood Hill Road | monopole | Verizon | 150 | d0362 | Verizon @ 147' | Cingular @ 137'
Putnam | ** Front Street | rooftop |  |  |  | T-Mobile @ 57' | Verizon @ 58'
Putnam | * Livery Street | rooftop | Thomas & Katlain Borner | 90'
Putnam | ** Industrial Park Drive | self-supporting lattice | SBA | 196 | 2 new, 2 future equipment cabinets on concrete pad | Cingular/AT&T @ 186' | Verizon @ 176'
Redding | *** Old Redding Road | self-supporting lattice | American Tower | 180 | d0167 | Cingular @ 180' | dps @ 130' | dmv @ 103' | nwct pub safety @ 104' | Verizon @ 172' | Nextel @ 164' | fbi @ 65' | Sprint @ 157' | T-Mobile @ 150' | cingular @ 180' | metropcs @ 140'
Redding | *** Black Rock Turnpike | monopole | Message Center Mngmt | 150 | d0449 - replace existing 80' lattice with 150' monopole (previous d0334 - replace existing 80' lattice with 120' monopole was never built) | AT&T @ 150' | town antennas @ var. | Verizon @ 140'
Redding | ** Great Oak Lane | stealth monopole | AT&T | 180 | d0404; site is at town highway garage | AT&T @ 167' & 177' | Verizon @ 148'
Redding | * Dittmar Road | monopine | Message Center Mngmt | 120 | d0425 - replace existing 110' guyed lattice tower with 120' monopine tower | Cingular/AT&T @ 98' | Sprint/Nextel @ 112' | T-Mobile @ 120'
Redding | ** Peaceable St. | power mount | CL&P | 70 | p0456 | T-Mobile @ 85/78'
Redding | ** Lonetown Rd | self-supporting lattice | Gianninoto & Miller | 110 | p0311 | Verizon @ 110/90/82' | t-mobile @ 92'
Redding | Mountain Road | power mount | CL&P | 68 | (p0441)cabinets, CL&P Structure 3275 | T-Mobile @ 74.5'
Redding | ** Wayside Lane | other (flagpole) | AT&T | 120 | d0284 | Cingular/AT&T @ 117/109' | T-Mobile @ 84'
Ridgefield | ** Catoonah Street | monopole | AT&T/SCLP | 65 |  | Cingular @ 58'
Ridgefield | *** Danbury Road | rooftop | Verizon | 50 | p1338; 2 faux chimneys on building roof with antennas on pipe mast inside | Verizon @ 47'
Ridgefield | *** Main Street | church steeple | Jesse Lee Methodist Church
Ridgefield | ** Cooper Hill Rd (CL&P #****) | power mount | CL&P (Pole #3294) | 75 | p0470 - add pipe mast extension to top of tower, install new cabinet, expand pad | Cingular/ AT&T @ 85'
Ridgefield | **-** Danbury Road | rooftop | Verizon | 30 | p1280; installation on building roof | Verizon @ 36'
Ridgefield | *** Danbury Road | other (flagpole) | American Tower | 100 | Nortel S8000 cabinet; Nextel on tower @ 97.5' | Nextel @ 97.5' | T-Mobile @ 100' | MetroPCS @ 77'
Ridgefield | ** East Ridge Road | monopole | Town of Ridgefield - Police Station | 130 | d0113 | Verizon @ 130' | Sprint @ 118' | T-Mobile @ 100'
Ridgefield | *** Ethan Allen Highway | other - flagpole | Crown Castle | 100 | up to four equipment cabinets on concrete pad; expand compound area 170 sq. ft. | Sprint @ 80' | Cingular/AT&T @ 70' | T-Mobile @ 85'
Ridgefield | ** Peaceable Ridge Road | water tank | Aquarion Water company | 80 |  | T-Mobile @ 77'
Ridgefield | *** Ridgebury Road | cupola | Boehringer Ingelheim | 37' |  | Cingular @ 37'
Ridgefield | ** Halpin Lane | power mount | CL&P (pole #3308) | 105 | p0489 - add 12' extension to 105' tower, on Rails-to-Trails, building architecturally treated shed | Cingular/AT&T @ 117'
Ridgefield | Cooper Hill Rd | power mount | CL&P (pole # 3292) | 82 | p0458 - add 17' pipe mast extension to 82' tower | T-Mobile @ 97'
Ridgefield | Old Quarry Road | guyed lattice | WREF | 295
Ridgefield | Old Stagecoach Rd/Aspen Ledges Rd | monopole | InSite Towers Development | 150 | d0445 | AT&T @ 146' | town @ var. | T-Mobile @ 126'
Ridgefield | Prospect Street | monopole | CL&P | 84 | p1054 - replace 40-foot wood pole with 84-foot steel monopole | CL&P @ var. hts.
Rocky Hill | *** Corporate Place | in-building IP access |  |  | office building | T-Mobile
Rocky Hill | *** Trout Brook Crossing | in-building DAS |  |  |  | T-Mobile @ 0'
Rocky Hill | **** Maple Street | utility pole | Verizon | 24 | small cell | Verizon @ 24'
Rocky Hill | **** Cromwell Ave | monopole | Crown Media | 180 |  | Verizon @ 150' | metricom @ 156'
Rocky Hill | **** (****) Silas Deane Highway | rooftop | DF Group LLC |  |  | Verizon @ 65'
Rocky Hill | **** Silas Deane Highway | rooftop | Stepney Place LLC |  |  | Cingular @ 67'
Rocky Hill | * (R***) West Street | monopole | property owner is CL&P/tower owner is SCLP | 100 | d0151 | Cingular @ 100' | Verizon @ 90'
Rocky Hill | *** Orchard Street | utility pole | Verizon | 18 | small cell | Verizon @ 18'
Rocky Hill | **** Main Street/*** West Street | water tank | MDC | 92 |  | AT&T @ 92' | T-Mobile @ 88'
Rocky Hill | *** West St. (Veterans Affair Hospital) | water tank | DPS | 210 |  | dps @ ?
Rocky Hill | ** (**) Inwood Road | monopole | American Tower | 180 |  | Cingular @ 167' | Nextel @ 180'
Rocky Hill | *** Orchard Street | utility pole | Verizon | 18 | small cell | Verizon @ 18'
Rocky Hill | ** New Britain Ave. | monopole | Crown Castle | 180 | AT&T and t-mobile also on tower - At Rocky Hill Fire Dept. 2 | T-Mobile @ 160' | Sprint @ 140' | Cingular @ 170' | town @ 180'
Rocky Hill | *** Old Main Street | monopole | Town of Rocky Hill/Crown Castle | 150 |  | Cingular @ 138' | Sprint @ 129.5' | Nextel @ 115'
Rocky Hill | *** France St | monopole | Crown Castle | 140 | d0058.7 | Verizon @ 140' | T-Mobile @ 124'
Roxbury | ** Lower County Rd. | self-supporting lattice | SBA | 180 | change out ground equipment to convert from AT&T to Alltel | AT&T @ 130' | Verizon @ 163' | Nextel @ 177' | snet @ 118'
Roxbury | off Route ** (Southbury Road) | monopole | AT&T | 170 | d0428 | AT&T @ 166'
Salem | *** East Haddam Road | self-supporting lattice | American Tower | 190 | up to 6 TTAs, up to 3 dual-band combiners | Sprint @ 150' | Cingular @ 187' | Cingular/AT&T @ 127' | T-Mobile @ 175'
Salem | *** Witch Meadow Rd | monopole | SBA | 197 |  | Cingular @ 186' | Cingular/AT&T @ 175' | Sprint @ 195' | T-Mobile @ 175'
Salem | ** Maynard Hill Road | self-supporting lattice | Salem Telecom LLC | 100 | equipment cabinets on concrete pad | Cingular/AT&T @ 70' | T-Mobile @ 82'
Salem | *** Old Colchester Road | monopole | Message Center Mngmt | 190 |  | colchester emergency communications
Salem | *** West Road | monopole | Cellco | 180 | d0198 | Verizon @ 180'
Salisbury | *** Canaan Road | monopine | InSite Towers Development | 150 | d0452 | AT&T @146'
Salisbury | *** Lime Rock Road (Site *) | small cell | Verizon | 21 | p1331 | Verizon @ 25'
Salisbury | *** Lime Rock Road (Site *) | small cell | Verizon | 28 | p1331 | Verizon @ 30'
Salisbury | Bunker Hill Road/Lion's Head | self-supporting lattice | TCI | 80 | (p0121)6'x4' expansion to existing 10'x10' bldg | haystack catv @ ?
Salisbury | ** Library Street | monopole | American Tower | 150 | d0306 | Cingular @ 153' | T-Mobile @ 123' | Verizon @ 134'
Scotland | *** Huntington Road | self-supporting lattice | SBA | 240 |  | Cingular @ 238' | Verizon @ 228'
Seymour | *** Botsford Road | self-supporting lattice | Town of Seymout | 160'
Seymour | ** DeForest Street | rooftop |  |  |  | T-Mobile @ 103'
Seymour | ** (**) Rimmon Street | monopole | Seymour/Beacon Falls | 150' |  | MetroPCS @ 138'
Seymour | * Progress Ave | self-supporting lattice | ECMAC, LLC | 280 |  | T-Mobile @ 250' | Cingular/AT&T @ 160' | Verizon @ 140'
Seymour | ** Great Hill Road | guyed lattice | Cable Holdco Exchange III, LLC | 250 | (d031)Remove existing 200' tower and replace with 250'
Sharon | *** Route * | stealth - monopine | SBA | 130 | Sprint on at 120' | Sprint @ 117' | Nextel @ 110' | Cingular @ 98' | Verizon @ 130'
Sharon | * Surdan Mountain Road | self-supporting lattice | Litchfield Co. Dispatch | 195 | up to 12 amplifiers | Cingular @ 173' | T-Mobile @ 140' | Verizon @ 160'
Sharon | ** Herb Road | monopole | AllTel | 110 | d0185 | Cingular @ 92' | state police @ 90' | Nextel @ 117' | T-Mobile @ 84'
Shelton | * Corporate Drive | rooftop |  |  | carrier: T-Mobile | Nextel @ 131' | T-Mobile
Shelton | * Research Drive | in-building IP access |  |  | Shaeffer Pen Corporation | T-Mobile
Shelton | *** Beard Sawmill Road | rooftop |  |  | carrier: AT&T | AT&T
Shelton | **** Bridgeport Avenue | rooftop | Verizon | 73 |  | Verizon @ 73'
Shelton | **** Bridgeport Avenue | rooftop |  |  | carrier: AT&T | AT&T @ 167'
Shelton | *** (***) Birdseye Road | monopole | SBA | 120 | install 35 kW diesel generator for back up power | Nextel @ 120' | Cingular/AT&T @ 108' | Verizon @ 98'
Shelton | ** Daybreak Lane | power mount | CL&P | 72 | p0412 | Cingular @ 102'
Shelton | * Corporate Drive | rooftop/in-building IP access |  |  | office building: carriers: T-Mobile, Metropcs, Sprint | Sprint @ 110' | T-Mobile @ 137' | MetroPCS @ 155'
Shelton | * Mountain View Drive | rooftop |  |  | carrier: T-Mobile | T-Mobile @ 46' | Sprint @ 85'
Shelton | *** Nell's Rock Rd. | self-supporting lattice | AT&T | 162 | d045.3 | Cingular @ 162' | Sprint @ 155' | T-Mobile @ 140' | arrow bus @ 170'
Shelton | *** River Road | stealth-flagpole | t-mobile | 120 | equipment cabinets on concrete pad | Cingular/AT&T @ 93.5/85.5' | Verizon @ 99' | T-Mobile @ 120' | Sprint @ 105'
Shelton | ** Church Street | steeple |  |  |  | Cingular @ 55'
Shelton | *** Bridgeport Avenue | in-building IP access |  |  | Wal-Mart | T-Mobile
Shelton | ***-*** Howe Ave. (Route ***) | small cell | Verizon | 39.9 | in faux chimney on roof of building | Verizon @ 38.4'
Shelton | *** Huntington Street (** Lobsterback Rd) | water tank |  |  |  | Verizon @ 84' | T-Mobile @ 74' | Sprint @78'
Shelton | *** Bridgeport Avenue | rooftop | Hampton Inn |  |  | Verizon @ 75'
Shelton | ** Platt Road/** Oliver Terrace | monopole | AT&T | 140 | (p0608/722)add 40 to height of tower; AT&T to move antennas from 95' to 130' | Cingular/AT&T @ 130' | Sprint @ 74.5' | Verizon @ 140'
Shelton | Booth Hill Rd.(** Oxford Dr) | self-supporting lattice | American Tower | 200 |  | dps @ 200' | pagenet @ 169' | metricom @ 140' | Cingular/AT&T @ 144' | Nextel @ 166' | light squared @ 90' | Sigfox @ 135
Shelton | Howe Avenue | wood pole | UI | 60 | p0934 | ui @ 63'
Shelton | Lane Street | monopine | Verizon | 120 | d0382 | Verizon @ 120'
Shelton | Mohegan Road | power mount | UI | 79 | (p0504)replace 40' wood utility pole with 79' wood utility pole | ui @ 79'
Shelton | Old Kings Highway (off English Lane) | guyed lattice | TCI | 195 |  | Verizon @ 182' | Nextel @ 165'
Shelton | Wesley Heights Road | power mount | UI | 79' | p0496 - 10' extension on wooden pole | UI @ 80'
Sherman | * Taber Road | silo |  | 72' 6" | carrier: AT&T | Cingular @ 70'
Sherman | ** Route **E | silo |  | 74' | carrier: Verizon | Verizon @ 65' | Sprint @ 55' | AT&T @ 72'
Simsbury | ** Wintonbury Rd. | self-supporting lattice | CL&P/NU | 100 |  | Sprint @ 80' | Nextel @ 73' | MetroPCS @ 87'
Simsbury | *** Grist Mill Road | monopole | SBA | 150 | d0203 | Cingular @ 150' | Verizon @ 140' | Nextel @ 130' | Sprint @ 120' | T-Mobile @ 110' | nesm @ 100' | town @ 90' | MetroPCS @ 133'
Simsbury | ** Massaco Street | self-supporting lattice | Town of Simsbury | 150 | town antennas on tower
Simsbury | *** Firetown Road | monopole | Simsbury Fire Dept | 80' |  | T-Mobile @ 77' | Verizon @ 67'
Simsbury | *** Bushy Hill Road | monopole | Simsbury Fire Dept | 100 | pe1077 extends 80-ft tower by 20' to 100' | T-Mobile @ 77' | Verizon @ 100' | AT&T @ 90'
Simsbury | ** Albany Turnpike | rooftop | Verizon | 32 | small cell | Verizon @ 32'
Simsbury | *** Bushy Hill Road | utility pole | Verizon | 37 | small cell | Verizon @ 37'
Simsbury | *** Bushy Hill Road | stealth-flagpole | Sprint | 120 | d0279 | Sprint @ 118' | Cingular @ 103'
Simsbury | *** Hopmeadow Road | self-supporting lattice | Simsbury Fire Dept | 140 | up to 4 equipment cabinets on concrete pad | Cingular/AT&T @ 118'
Simsbury | Hopmeadow Street | utility pole | Verizon | 30 | small cell; adjacent to 775 Hopmeadow Street | Verizon @ 30'
Simsbury | Hopmeadow Street | utility pole | Verizon | 20 | small cell; across from 1001 Hopmeadow Street | Verizon @ 20'
Simsbury | Winslow Place | utility pole | Verizon | 36.5 | small cell; adjacent to 10 Winslow Place | Verizon @ 36'
Somers | *** Pioneer Heights Road | self-supporting lattice | Crown Castle | 162 |  | AT&T @ 137' | MetroPCS @ 115' | Verizon @ 157' | Nextel @ 153' | Sprint @ 125'
Somers | *** Hall Hill Road | monopole | Eco-Site, Inc. | 180 | D476 | T-Mobile @ 176'
Somers | *** South Road | silo |  |  |  | Verizon @ 84'
Somers | *** Main Street | steeple | Verizon | 64 |  | Verizon @ 64'
Somers | Route *** and *th District Road/*** Main Street | monopole | Crown | 190 |  | Sprint @ 187' | Cingular/AT&T @ 168' | T-Mobile @ 155' | Verizon @ 178' | town @ 115'/128/194' | MetroPCS @ 150'
Somers | Shenipsit State Forest (Soapstone Mountain) | self-supporting lattice | DPS | 60 | 1radome dish; 6 whips; 3 yagi antennas; | dps @ ?
South Windsor | ** Beldon Street | utility pole | Verizon | 26 | small cell | Verizon @ 26'
South Windsor | **** Ellington Road | rooftop | Town of South Windsor | 50' | on fire house; fire antennas
South Windsor | *** Sullivan Avenue | rooftop | Town of South Windsor | 60' | on fire house; police and fire antennas
South Windsor | *** Sand Hill Road | monopole | SBA | 190 |  | Cingular @ 170' | Verizon @ 140' | T-Mobile @ 160' | Nextel @ 150' | MetroPCS @ 180'
South Windsor | **** Sullivan Avenue | rooftop | Town of South Windsor | 90' | Town Hall; police, fire, public works antennas
South Windsor | **** Sullivan Avenue | small cell | Town of South Windsor | 38.5 | p1171 | Verizon @ 43'
South Windsor | *** Burnham St. | monopole | Crown | 110 | d0137.1 | Verizon @ 110' | Nextel @ 100'
South Windsor | **** Ellington Road | rooftop | Town of South Windsor | 60' | on fire house; fire antennas
South Windsor | **** Ellington Road | water tank |  | 100' | carriers: Town of South Windsor, AT&T, t-mobile, metropcs | T-Mobile @ 105' | Sprint @80'
South Windsor | *** Governor's Highway | monopole | Crown Castle | 169 | replace one cabinet with three new ones | T-Mobile @ 172' | Cingular @ 162' | Sprint/Nextel @ 152' | clearwire @ 132' | Sigfox @ 119'
South Windsor | *** Foster Street | rooftop |  | 70' | on school building; South Windsor Police antennas
South Windsor | ** Ident Road | guyed lattice | South Windsor police | 450 |  | police @ 450'
South Windsor | *** Niederwerfer Rd | monopole | SCLP | 75 |  | AT&T @ 77'
South Windsor | *** Sullivan Avenue | rooftop small cell | RFX Lumber | 36 | p1123 - install small cell antenna on rooftop | Verizon @ 36'
South Windsor | ** McGuire Road | monopole | Crown Castle | 150 | 3 equipment cabinets; Sprint on tower at 150' | Sprint @ 150' | Cingular @ 120' | T-Mobile @ 140'
South Windsor | ** Brookfield Street | self-supporting lattice | ESI | 120' |  | MetroPCS @ 90'
South Windsor | Ellington Road | utility pole | Verizon | 36 | small cell; adjacent to 1150 Ellington Road | Verizon @ 36'
South Windsor | Long Hill Road | utility pole | Verizon | 25 | small cell; near 124 Long Hill Road | Verizon @ 25'
Southbury | *** Stillson Road | monopole | Town of Southbury | 140 |  | town @ various
Southbury | ** Lakeside Road (Troop A) | self-supporting lattice | DPS | 180 |  | T-Mobile @ 157'
Southbury | *** Upper Fish Rock Road | monopole | Verizon | 100 | d0325 | Verizon @ 100' | town @ 100' | AT&T @ 96'
Southbury | *** Horse Fence Hill Rd. | monopole | American Tower | 150 |  | Verizon @ 111'
Southbury | **** Old Waterbury Rd | monopole | Crown | 230 | d0088 | Verizon @ 228' | T-Mobile @ 200' | Cingular @ 190' | Cingular/AT&T @ 185' | Sprint @ 175'
Southbury | *** Russian Village Road | monopole | Crown Castle | 120 |  | Nextel @ 110' | T-Mobile @ 100' | Cingular/AT&T @ 132'9"
Southbury | *** Kettletown Road | monopole | T-Mobile | 195 |  | Cingular @ 185' | Sprint @ 165' | Verizon @ 155' | T-Mobile @ 195'
Southbury | *** Burr Road | monopole | SBA | 150 | d0222a | Cingular @ 147' | Sprint @ 137'
Southbury | ** Peter Road | self-supporting lattice | Town of Southbury | 120 |  | town @ various
Southbury | Cassidy Rd. (Southbury Training School) | self-supporting lattice | DPS | 180 | replace existing and add 7 dish, 4 whip, 2 four-dipole arrays | dps @ ?
Southington | *** Cathy Drive | power mount | CL&P(Structure #4119) | 81 | p0691 - install pipe mast extension | Cingular @ 91'
Southington | *** Robert Porter Road | water tank |  | 113' | carriers Omni Communications, T-Mobile | T-Mobile @ 110'
Southington | *** West Main Street | rooftop |  | 151' | carriers AT&T, Southwestern Bell Mobile | Cingular @ 77'
Southington | **** Meriden-Waterbury Rd (Route ***) | monopole | Sprint | 150 |  | Nextel @ 138' | Verizon @ 138' | Cingular/AT&T @ 158' | T-Mobile @ 128' | MetroPCS @ 119'
Southington | *** Center Street (Factory Square) (** West Center St) | rooftop |  |  | p1106 adds 31' gl tower on roof for at&t | Verizon @ 48' | AT&T @ 69'
Southington | **** Meriden-Waterbury Turnpike | rooftop small cell | Verizon | 25 | faux chimney on roof of Econo Lodge | Verizon @ 32'
Southington | *** Executive Boulevard | small cell | Verizon | 73'8" | small cell on roof of building | Verizon @ 77'9"
Southington | *** Center Street | rooftop |  |  |  | Verizon @ 60'
Southington | *** Queen Street | in-building IP access |  |  | Wal-Mart | T-Mobile
Southington | *** Meriden-Waterbury Turnpike | self-supporting lattice | John Rogus | 120 | EFR 1133; PE1349- tower extension; | Cingular @ 120' | Verizon @ 60'
Southington | *** Queen Street | utility pole | Verizon | 35 | small cell; between 254 and 244 Queen Street | Verizon @ 35.8'
Southington | ** Main Street | church steeple | First Congregational Church of Southington | 80' | carriers Sprint & AT&T | Sprint @ 80' | Nextel @ 98' | AT&T @ 100'
Southington | *** and *** Mount Vernon Road | small cell | Verizon | 32 | small cell on existing lightpole/utility pole | Verizon 30'
Southington | *** Mill Street | self-supporting lattice | Town of Southington | 120' | carriers Springwich Cellular, t-mobile, AT&T, metropcs | Cingular @ 98' | T-Mobile @ 110' | Verizon @ 88'
Southington | *** Hobart Drive | power mount | CL&P | 100' | p0764 | T-Mobile @ 97'
Southington | *** Old Turnpike Road | self-supporting lattice | Davidson Media Group (WNTY) | 254.5' |  | T-Mobile @ 154.5'
Southington | *** Queen Street | o-interior mounted pole (flagpole w/o flag) | Crown Castle | 94 | P1133 EFR to extend height to 94' | Cingular/AT&T @ 77' & 89
Southington | *** Spring Street | monopole | Crown Castle | 150 |  | Verizon @ 130' | Sprint @ 146' | Nextel @ 115' | Cingular/AT&T @ 160' | clearwire @ 121'
Southington | ** Lazy Lane | self-supporting lattice | Town of Southington | 100' | Radio communication tower
Southington | *** Andrews St | power mount | CL&P | 100 | (p0431)CL&P Structure 653 | Sprint @ 115'
Southington | ** Village Gate Drive | water tank | C.H Nickerson & Co. | 54'
Southington | *** Main Street | utility pole | Verizon | 36 | small cell; Plantsville | Verizon @ 37'
Southington | *** Queen Street | utility pole | Verizon | 32 | small cell | Verizon @ 32.6'
Southington | ** Shuttle Meadow Rd | monopole | American Tower | 154 | (d040.5)up to 4 equipment cabinets on concrete pad | Cingular @ 150' | Cingular/AT&T @ 140' | Verizon @ 143'
Southington | ** East Street | o-monopine | Verizon | 90 | faux branches extend to 97'; d0455 | Verizon @ 80'
Southington | Lake Compounce Amusement Park Campground | small cell | Festival Fun Parks | 32.9 | p1174 | Verizon @ 40.9'
Southington | Lake Compounce Amusement Park Campground | small cell | Festival Fun Parks | 22.3 | p1175 | Verizon @ 26.4'
Southington | Pleasant Street | utility pole | Verizon | 36 | small cell; adjacent to 720 Pleasant Street | Verizon @ 35'
Southington | Queen Street | utility pole | Verizon | 35 | small cell; across from 500 Queen Street | Verizon @ 35'
Southington | Queen Street | utility pole | Verizon | 35 | small cell; adjacent to 1177 Queen Street | Verizon @ 36'
Southington | Rahlene Drive | power mount | CL&P | 91 | (p0444)CL&P Structure # 767, 1-GPS on equip. bldg | Nextel @ 111'
Southington | Shuttle Meadow Road | utility pole | Verizon | 33 | small cell; across from 1090 Shuttle Meadow Road | Verizon @ 33'
Sprague | Baltic-Hanover Road | lattice | Town of Sprague | 175 |  | Verizon @ 165' | AT&T @ 175'
Stafford | *** (***) Stafford Street | monopole | Crown Castle | 150 | (d0212)GPS @ 75', 8.5x20 pad for equipment | Sprint @ 120' | Verizon @ 127'
Stafford | *** Hampden Road | guyed lattice | Cordless Data Transfer | 180'; 60' | 2 towers, antenna owners: Sprint, Nextel, Three Way Communications | Nextel @ 150'
Stafford | ** South Road | guyed lattice | Cordless Data Transfer | 180 | up to 4 equipment cabinets on concrete pad | Cingular/AT&T @ 150'
Stafford | ** Sears Road | self-supporting lattice | verizon | 180'; 180' | 2 towers
Stafford | ** Brendan St | monopole | Crown Castle | 115 | (d034/p0573)add 10-foot pipe mast extension, EFR 1133 replace pipe mast w/ 14' monopole extension | Verizon @ 113' | Sprint @ 100' | Cingular @ 90' | Nextel @ 76' | T-Mobile @ 123'
Stafford | ** Stony Lane | monopole | Sprint | 120 | (d0213)Waiting for D&M plan | Sprint @ 120' | Verizon @ 110'
Stafford | *** Chestnut Hill Rd. | self-supporting lattice | SBA | 180 |  | pagenet @ 146' | yankee mw @ 145' | T-Mobile @ 177' | Verizon @ 150' | Cingular @ 167'
Stafford | ** Old Country Rd. | monopole | SBA | 180 |  | Verizon @ 178' | Cingular/AT&T @ 167' | Cingular @ 157'
Stafford Springs | ** Tolland Avenue | guyed lattice | Cordless Data Transfer | 180 | replaces AT&T antennas above | Cingular @ 180'
Stamford | * Long Ridge Road | utility pole | Verizon | 28.8 | small cell; across from 17 Roxbury Road | Verizon @ 28.8'
Stamford | * Metro Center (* Station Place) | rooftop | Nextel | 130' msl | panel antennas | Nextel @ 143' | Verizon @ 112' | Sprint @ 144'
Stamford | * Strawberry Hill Avenue | building mount | Message Center Mngmt | 180 |  | Arch Wireless
Stamford | * Strawberry Hill Court | rooftop | Message Center Mngmt | 130' |  | Cingular @ 126' | Sprint @ 120' | MetroPCS @ 121'
Stamford | *** Greyrock Place | in-building |  |  |  | T-Mobile @ 35'
Stamford | **** Long Ridge Road | stealth chimneys on rooftop |  |  |  | Cingular @ 56' | T-Mobile @ 48' | Sprint @ 38'
Stamford | **** East Main Street | rooftop | Verizon | 44 | p1303 | Verizon @ 43'
Stamford | *** Long Ridge Road | in-building IP access |  |  | Gen Re insurance office building | T-Mobile
Stamford | **** East Main Street | rooftop |  |  |  | Sprint @ 80'
Stamford | **** East Main Street | rooftop |  |  | site provided by City of Stamford | MetroPCS
Stamford | **** East Main Street | rooftop |  |  | Soundview Plaza | Cingular @ 90' | T-Mobile @ 97' | Verizon @ 90.9' | Nextel @ 90' | MetroPCS @ 102'
Stamford | *** Harvard Avenue | rooftop | GTP Towers |  |  | Sprint @ 84, 93', 93'' | MetroPCS @ 91' | AT&T @ 90'/105'/90'
Stamford | **** Washington Blvd | rooftop |  |  |  | Verizon @ 134'
Stamford | ** Knapp Street | rooftop |  |  |  | Verizon @ 66' | T-Mobile @ 73'
Stamford | *** Hope Street | utility pole | Verizon | 36 | small cell | Verizon @ 36'
Stamford | *** Lakeside Drive | self-supporting lattice | Aquarion Water company |  | site provided by City of Stamford
Stamford | ** Bank Street | rooftop |  |  |  | T-Mobile @ 78'
Stamford | **** Summer Street | rooftop |  |  |  | Sprint @ 98' | T-Mobile @ 107' | MetroPCS @ 120.5'
Stamford | **** Summer Street | rooftop |  |  |  | Verizon @ 81'
Stamford | **** Washington Boulevard | rooftop | Washington Hts. Condo Assoc. |  |  | AT&T @ 87'
Stamford | *** Catoona Lane | self-supporting lattice | American Tower | 300 |  | xm @ 250'(ant)/20'(dish) | T-Mobile @ 267' | Cingular/AT&T @ 242' | Cingular @ 315' | Nextel 220' | skytel @ 307' | US Coast Guard @ var. hts. | MetroPCS newyork @ 160' | Sprint/Nextel @ 150' | MediaFLO @ 283' | Senet @130' | Verizon @ 92' | Sigfox @ 292'
Stamford | *** Roxbury Road | utility pole | Verizon | 34 | small cell | Verizon @ 34'
Stamford | ** Knapp Street | rooftop |  |  |  | Cingular @ 157' | T-Mobile @ 73'
Stamford | *** Weed Hill Avenue | water tank | Aquarion Water company |  | site provided by City of Stamford | T-Mobile @ 85' | Sprint/Nextel @ 85' | clearwire | Verizon @ 84'
Stamford | * Stamford Forum | rooftop | Marriott |  |  | Cingular @ 207'
Stamford | ** Brookdale Road | church steeple |  |  |  | Cingular @ 55'
Stamford | ** Highridge Road | rooftop | City of Stamfored/ Sprint | 69.5 | petition 1360 | Sprint @ 69.5'
Stamford | *** Main Street | rooftop |  |  |  | Verizon @ 48'
Stamford | *** Harbor Drive | rooftop | AT&T | 73 | Petition 1282 | AT&T @ 79'
Stamford | **** Atlantic Street | rooftop |  |  |  | T-Mobile @ 119'
Stamford | ** Research Drive | satellite dishes | Ascent Media |  | site provided by City of Stamford | T-Mobile @ 119'
Stamford | *** Wardwell Street | utility pole | Verizon | 36 | small cell | Verizon @ 36'
Stamford | *** Tresser Boulevard | rooftop | Marriott |  |  | MetroPCS/T-Mobile @ 209'
Stamford | *** Henry Street | utility pole | Verizon | 42 | small cell | Verizon @ 42'
Stamford | *** Turn of River Road | rooftop |  |  |  | Sprint
Stamford | **** Summer Street | rooftop |  |  |  | T-Mobile @ 61' | MetroPCS @ 97'
Stamford | ** Buxton Farm Road | rooftop |  |  |  | T-Mobile @ 61'
Stamford | ** Station Place | rooftop |  |  |  | Cingular @ 75'
Stamford | *** First Stamford Place | rooftop |  |  |  | Verizon @ 101' | MetroPCS @ 89' | Sprint @ 99'
Stamford | *** Tresser Blvd. | building mount | Cablevision of Ct | 220 | d0029/d0073.3 | cablevision @ 216' | Verizon @ 206'
Stamford | ***-**** Summer Street | rooftop |  |  |  | Cingular @ 100' | Verizon @ 104'
Stamford | *** Ludlow Street | rooftop |  |  |  | Sprint @ 114'
Stamford | *** Old Long Ridge Road | self-supporting lattice | Long Ridge Fire Dept | 152 | 2 equipment cabinets on 5x6 concrete pad | Sprint @ 128' | Nextel @ 119' | Cingular/AT&T @ 148' | T-Mobile @ 108' | Verizon @ 98'
Stamford | *** West Main St | building mount | Westside Storage Co | 90 |  | Verizon @ 75.1' | T-Mobile @ 60'
Stamford | *** High Ridge Road | utility pole | Verizon | 35 | small cell | Verizon @ 35.8'
Stamford | ** Strawberry Hill Avenue | rooftop | Verizon | 136 |  | Verizon @ 136'
Stamford | * High Ridge Road(**** Newfield Ave) | monopole | American Tower | 152 | d0045.4/p0558 | Cingular @ 152' | Sprint/Nextel @ 131' | T-Mobile @ 160' | Sprint @ 120' | T-Mobile @ 160' | Verizon @ 147.5'
Stamford | ** Glenbrook Road | rooftop | Message Center Mngmt | 110' |  | Nextel @ 148' | MetroPCS/T-Mobile @ 135'
Stamford | *** Newfield Avenue (aka * Oaklawn Ave) | rooftop |  |  | P1361:AT&T installs rooftop facility; | T-Mobile @ 43' | Verizon @ 43' | AT&T @ 61' & 71'
Stamford | *** Shippan Avenue | rooftop |  |  |  | MetroPCS @ 100'
Stamford | *** High Ridge Road | utility pole |  | 38 | small cell | Verizon @ 38'
Stamford | *** Main Street | building mounted ssl | SBA | 245 | (p0128/p0154)120' tower on top of 100' AT&T building | Cingular @ 120'/130' | windstar @ 130' | T-Mobile @ 211.5'
Stamford | ** Commerce Road | rooftop
Stamford | ** Top Gallant Road | rooftop |  |  | provided by City of Stamford | Cingulara
Stamford | ** Strawberry Hill Avenue | rooftop | t-mobile | 160 | panel antennas | T-Mobile @ 141' | Arch Wireless | KMEDIA INC. | VELOCITA WIRELESS, L.P. | WLNY-TV, INC.
Stamford | *** High Ridge Road | steeple |  |  | Baptist Church | Cingular @ 45' | T-Mobile @ 63'
Stamford | *** Glenbrook Road | monopole | CL&P | 75 | p0829 replace existing pole with new pole of same height | cl&p @ 78' and 60' | yankee gas @ 70'
Stamford | ** Myrtle Ave | power mount | CL&P | 120 | (p0393)GPS on 18' pole, Powermount | Sprint @ 135'
Stamford | *** Glenbrook Road | smoke stack | Glenbrook Industrial Assoc. | 70 |  | Verizon @ 65'
Stamford | *** Glenbrook Road (** Cowing Place) | water tank | Glenbrook Industrial Assoc. | 110 |  | T-Mobile @ 85' | new Cingular @ 96 | MetroPCS @ 100' | Sprint @ 93'
Stamford | ** Seaview Avenue | rooftop |  |  |  | Verizon @ 100' | T-Mobile @ 109' | Sprint @ 111'
Stamford | *** Main Street | rooftop |  |  |  | Sprint @ 142'
Stamford | ** Guinea Road (* Old Route **) | monopole | Crown Atlantic | 160 | d0180 | metricom @ 98' | xm @ 88'(whip)/73'(dish) | Verizon @ 140' | Sprint @ 160' | Cingular @ 150' | Nextel @ 130' | T-Mobile @ 120'
Stamford | ** Willowbrook Avenue | utility pole | Verizon | 24 | small cell; across from intersection with Hale Street | Verizon @ 24.6'
Stamford | * Hubbard Avenue | utility pole | Verizon | 32.8 | small cell | Verizon @ 32.8'
Stamford | ** Seaview Avenue | rooftop |  |  |  | T-Mobile @ 105' | Sprint @ 85'
Stamford | *** High Ridge Road | rooftop |  |  | site provided by City of Stamford | AT&T
Stamford | ** Blachley Road | water tank |  |  | site provided by City of Stamford | T-Mobile @ 85' | Sprint @ 82' | AT&T @ 83'
Stamford | *** Long Ridge Road | rooftop |  |  | site provided by City of Stamford | Sprint
Stamford | *** Long Ridge Road | in-building |  | in-building | xerox | Cingular (in-building)
Stamford | *** Newfield Avenue | steeple |  |  | site provided by City of Stamford | Sprint @ 80'
Stamford | *** Cove Road | utility pole | Verizon | 42 | small cell | Verizon @ 42'
Stamford | *** Newfield Avenue | church steeple | Verizon | 66 |  | Verizon @ 66'
Stamford | *** Long Ridge Road | rooftop |  |  |  | Verizon
Stamford | ** High Ridge Road | utility pole | Verizon | 37 | small cell | Verizon @ 37'
Stamford | *** Washington Blvd | rooftop |  |  |  | Sprint @ 103' | Nextel @ 102'
Stamford | *** Hope Street | rooftop |  |  |  | Sprint @ 64' & 68'
Stamford | ** Hamilton Avenue | rooftop | Verizon | 31 | P1253 Verizon ant inside faux chimney | Verizon @ 30'
Stamford | Burwood Avenue | utility pole | Verizon | 37 | small cell; adjacent to 598 Fairfield Avenue | Verizon @ 37'
Stamford | One Omega Drive | in-building IP access |  |  | office building | T-Mobile
Stamford | Greyrock Place | utility pole | Verizon | 32 | small cell; adjacent to 50 Forest Street | Verizon @ 32'
Stamford | Hackett Circle West | utility pole | Verizon | 31 | small cell; adjacent to 207 Strawberry Hill Ave | Verizon @ 31'
Stamford | *** Atlantic Street | rooftop |  |  | site provided by City of Stamford | winstar
Sterling | *** Ekonk Hill Road | guyed lattice | SBA | 200 |  | Sprint @ 170'
Sterling | * Exeter Drive | monopole | SBA | 140 | (d0345)200x200 lease area | Verizon @ 137' | Cingular @ 127'
Sterling | Ekonk Hill Rd | self-supporting lattice | DPS | 140 | p0141.8/d0157.3 | necs @ 65' | dps @ 140' | quin. Valley emerg @ 80' | T-Mobile @ 110'
Stonington | *** Wilcox Road | monopole | SBA | 100' | p0765 | T-Mobile @ 97'
Stonington | ** Clara Drive | rooftop | McQuades Mystic, LLC |  | site supplied by town of Stonington | T-Mobile | sky tel
Stonington | *** Pawcatuck Avenue | monopole | T-Mobile | 120 | d0399 | T-Mobile @ 117' | Verizon @ 107'
Stonington | ***/*** South Broad St | self-supporting lattice | SBA (on Town of Stonington property) | 180 |  | Verizon @ 150' | T-Mobile @ 140' | Cingular/AT&T @ 130' | Cingular @ 120'
Stonington | * Cove Road | utility pole | Verizon | 30 | small cell; corner of Cove Road and Stonington Road
Stonington | *** North Anguilla Road | utility pole | Verizon | 24 | small cell | Verizon @ 24.75'
Stonington | *** Deans Mill Road | rooftop | Verizon | 25 |  | Verizon @ 25'
Stonington | *** Elmridge Road | silo | AT&T Wireless | 60' 6" | Joseph & Nancy Rustici Trustee - property owner | Cingular @ 60' | T-Mobile @ 52'
Stonington | ** Pequotsepos Road | water tower | AT&T Wireless | 117' & 92'
Stonington | ** Summit Street | water tank |  |  |  | Cingular @ 110' | Verizon @ 140' | T-Mobile @ 120'
Stonington | **-** Taugwank Spur Rd | monopole | SBA | 190 |  | Nextel @ 190' | T-Mobile @ 170.5' | MetroPCS @ 184' | Sprint @ 145' | town @ 195' | cl&p @ var. hts.
Stonington | ** Taugwank Road | monopole | Crown Castle | 150 | d0121 | Cingular @ 150' | Verizon @ 110'
Stonington | *** Al Harvey Road | monopole | SBA, Inc | 180' |  | Verizon @ 167', 177'
Stonington | ** Coogan Blvd. | small cell | Verizon | 46.2 | small cell on roof of building , p1164 at Mystic Aquarium | Verizon @ 45'
Stonington | * Broadway Ave Ext (Mystic) | water tower | Planeta Properties/Message Center Mngmt |  |  | Sprint @ 137' | T-Mobile @ 125' | Verizon @ 93'
Stonington | ** Jerry Brown Road | o-flagpole | SBA Towers | 160 |  | T-Mobile @ 135' | Cingular/AT&T @ 125' | Nextel
Stonington | *** Stonington Rd | o-unipole | SBA | 150 |  | T-Mobile @ 150' | Cingular @ 125' | MetroPCS @ 153'
Stonington | ** Voluntown Road | monopole | SBA Towers | 195 |  | Nextel @ 180' | Cingular/AT&T @ 150' | Nextel @ 178' | Verizon @ 140'
Stonington | ** Mechanic Street | o-flagpole | t-mobile | 150 | 1 new Nortel S8000 equipment cabinet | Cingular/AT&T @ 129/135' | T-Mobile @ 100'
Stratford | *** Lupes Drive | billboard | t-mobile | 49' |  | T-Mobile @ 49'
Stratford | **** Huntington Road | small cell | Hill Top Market LLC | 13.8 | p1188 | Verizon @ 21.3'
Stratford | *** Huntington Road | steeple |  |  |  | T-Mobile @ 59'
Stratford | *** Prospect Drive | steeple |  |  |  | T-Mobile @ 66'
Stratford | **** Barnum Ave (*-*** Burritt Ave) | rooftop | AT&T Wireless | 43' |  | Cingular @ 43' | T-Mobile @ 57' | MetroPCS @ 53' | Sprint @ 43 & 55'
Stratford | *** Oronoque Road/Fire Station #* | self-supporting lattice | Town of Stratford | 120 | UI @100' on Town pole | ui
Stratford | *** Lordship Blvd. | rooftop | Sprint | 72' 6" |  | Sprint @ 72'
Stratford | ** Stonybrook Road | monopole | American Towers LLC | 120 | d0385; p1100 extends 20' from 100' to 120'; motion to reopen & remove flush mount condition - 7/18/19 | T-Mobile @ 87' and 97' | Verizon @ 77' | AT&T @ 110' and 120'
Stratford | **** Main Street | rooftop | Sprint | 68' 4" |  | Sprint @ 98' | Nextel @ 63' | Verizon @ 57'
Stratford | **** Main Street | cupola | Town of Stratford | 88' 4" | carrier: AT&T; Sprint located on roof at 80' | Cingular @ 89' | Sprint @ 80'
Stratford | **** Main Street | monopole | Town of Stratford | 150 | antennas for emergency medical services | town @ 150'
Stratford | ** Sidney Street | billboard | t-mobile | 65' |  | T-Mobile @ 60' | Verizon @ 67.9' | MetroPCS @ 58'
Stratford | **** Broadbridge Ave | rooftop | t-mobile | 64' 6" |  | T-Mobile @ 63'
Stratford | *** Access Road | rooftop | t-mobile | 49' 8" |  | T-Mobile @ 54'
Stratford | ***-*** Honeyspot Rd. | monopole | Com-Tronics/John and Deborah Beck | 90 |  | metricom @ 68' | Cingular @ 90' | Verizon @ 80' | Sprint @ 72' | MetroPCS @ 101'
Stratford | *** James Farm Road | self-supporting lattice | Darcy and Dana Shoop | 110 |  | Verizon @ 98'
Stratford | *** Chapel Street | power mount | CL&P (Structure #1321) | 101 | p0405 - t-mobile @ 107'; p0411 - SCLP (now AT&T) @ 123' | T-Mobile @ 107' | Cingular @123'
Stratford | *** Honeyspot Road | rooftop | t-mobile | 60' |  | T-Mobile @ 56'
Stratford | *** Chapel Street | power mount | CL&P (Structure #279) | 88 | p1011 | MetroPCS @ 104'
Stratford | *** Longbrook Avenue | guyed lattice | Town of Stratford | 50 | rooftop tower at Stratford police dept, town antennas on tower as well | T-Mobile @ 47' | stratford pd @ ?
Stratford | ** Hawley Lane | rooftop | Northcoast Comm. | 67' 6" |  | MetroPCS @ 77'
Stratford | *** Oronoque Lane | utility pole | Verizon | 37 | small cell | Verizon @ 37.5'
Stratford | Baird Station | service pole | UI | 79 | (p0437)Transmission structure | ui @ 79'
Stratford | Chapel Street (CL&P # ***) | power mount | CL&P | 78 | CL&P structure 280 pipe masts | Sprint @ 87'
Stratford | ***B Hawley Lane (#***) | power mount | CL&P | 120 | P542A | Sprint @ 120'
Stratford | **** Huntington Road | power mount | CL&P (#826) | 110 | P622A | T-Mobile @ 110'
Stratford | Main Street | utility pole | Verizon | 37 | small cell; across from 6900 Main Street | Verizon @ 37.5'
Stratford | Main Street | utility pole | Verizon | 37 | small cell; across from 1055 Main Street | Verizon @ 37'
Stratford | Warner Hill Road | utility pole | Verizon | 37 | small cell; across from Coe Avenue | Verizon @ 37'
Stratford | Warner Hill Road | utility pole | Verizon | 41.5 | small cell; across from 125 Warner Hill Road | Verizon @ 41.5'
Stratford | York Street | utility pole | Verizon | 25 | small cell; adjacent to 320 York Street | Verizon @ 25'
Suffield | *** North Main Street | steeple |  |  |  | T-Mobile @ 73'
Suffield | *** South Grand Street | monopole | Verizon | 139' | d0403; 1097; 1097A | Verizon @ 120' | AT&T @ 135'
Suffield | ** Betty Lane | water tower | Nextel | 190' |  | Sprint @ 188'
Suffield | **** Mountain | monopole | Crown | 192 | three BTS equipment cabinets | Cingular/AT&T @ 175' | T-Mobile @ 182' | Nextel @ 192'
Suffield | ** Fyler Place(** Mountain Rd) | monopole | Crown | 100 | p0538 | Cingular @ 107' | Verizon @ 93' | Nextel @ 83' | Sprint @ 72' | MetroPCS @ 62'
Suffield | *** North Street | water tower | AT&T Wireless | 85' |  | Cingular @ 85' | Verizon @ 98'
Suffield | *** East Street South | monopole | Town of Suffield | 165' |  | T-Mobile @ 165' | Verizon @ 155' | MetroPCS @ 145'
Thomaston | *** Chapel Street | monopole | Crown Castle | 175 |  | Sprint @ 162' | Verizon @ 152' | Cingular @ 142' | T-Mobile @ 172' | town @ 125' | state police @ 125'
Thompson | *** Rich Road | monopole | SBA | 150 | d0344 | T-Mobile @ 147' | Verizon @ 137' | AT&T @ 127'
Thompson | *** Riverside Drive | monopole | MCFbg Communications | 140 | d0358 | Verizon @ 137'
Thompson | ** Lowell Davis Rd | guyed lattice | Charter Communications | 250 | (d0053.2)add emergency back-up generator | tele-media @ 245' | Cingular @ 205' | conn-2 @ 235' | Verizon @ 180/190/237/227'
Thompson | *** Quinebaug Road | monopole | Quinebaug Volunteer Fire Dept. | 130' |  | Cingular @ 130' | Verizon @ 120' | T-Mobile @ 105'
Thompson | *** Thompson Road | monopole | Omni | 140 | Sprint @ 118', t-mobile @ 138' also on pole | Sprint @ 118' | T-Mobile @ 138' | Nextel @ 128' | Verizon @ 112'
Thompson | ** Mt. Hill Rd | self-supporting lattice | DPS | 180 | d0157.4 | dps @ 180' | quin. Valley emerg. @ 150' | T-Mobile @ 122' | Cingular @ 122'
Tolland | *** Plains Road | lattice | Town of Tolland | 100 | Used for emergency dispatch
Tolland | *** Reed Road | guyed lattice | Roy Auclair | 75 | CB/ham radio
Tolland | *** Bald Hill Road | self-supporting lattice | Tolland County Mutual Aid Fire Service | 180 | 2 towers at this location: 180' ssl and 150' gl | Cingular/AT&T @ 90'
Tolland | **** Tolland Stage Rd | self-supporting lattice | DPS | 120 | (d0159.1)Troop C | dps @ 120'
Tolland | ** Pilgrim Dr. | self-supporting lattice | Stanley Hilinski | 140' | cellular/PCS carriers/CB and ham operators | T-Mobile
Tolland | *** Walbridge Hill Road | guyed lattice | Kevin Romanick | 75 | ham radio
Tolland | *** Bald Hill Road | guyed lattice | Town of Tolland | 195' | for TV
Tolland | *** Reed Road | monopole | SBA | 150 |  | Nextel @ 148' | T-Mobile @ 137.5'
Tolland | ** Industrial Park Road E | rooftop guyed lattice | John Olender Corp | 105' | for company communications
Tolland | *** Kozley Road | guyed lattice | Robert Cohen | 35
Tolland | ** Tolland Stage Road | guyed lattice | Rock-Vern Electric | 65' | for company communications
Tolland | *** Gehring Road | lattice | Town of Tolland | 60 | Used for emergency dispatch
Tolland | ** Alta Vista Avenue | guyed lattice | John Haserick | 35 | ham radio
Tolland | *** Metcalf Road | small cell | Eversource | 39 | sc on elect. Util. pole installed by Eversource to support Verizon antenna | Verizon @ 41'
Tolland | *** Peter Green Road | monopole | New Cingular | 120 | (d0276)transfer of certificate | Cingular @ 120'
Tolland | *** Merrow Road | utility pole | Verizon | 23 | small cell | Verizon @ 23.5'
Tolland | ** Merrow Road | utility pole | Verizon | 36 | small cell | Verizon @ 36'
Tolland | *** Merrow Road | utility pole | Verizon | 25 | small cell | Verizon @ 25.7'
Tolland | ** Tolland Stage Road | self-supporting lattice | NU | 100' | ssl utility pole; for co. communications
Tolland | *** Old Post Road | guyed lattice | Old Post Road Holdings | 150 |  | Sprint @ 147' | AT&T @ 126' | T-Mobile @ 115'
Tolland | * Barbara Rd/** Ruops Road | monopole | American Tower | 150 | d0100 | Cingular @ 150' | Sprint @ 130' | T-Mobile @ 160' | Cingular/AT&T @ 110' | Nextel @ 120' | Verizon @ 142'
Tolland | ** Tolland Green | self-supporting lattice | Tolland County Mutual Aid | 80' | for Emergency dispatch
Tolland | Merrow Road | utility pole | Verizon | 45 | small cell; adjacent to 33 Fieldstone Commons | Verizon @ 45'
Tolland | Metcalf Road | utility pole | Verizon | 40 | small cell | Verizon @ 40'
Torrington | **** Highland Avenue | guyed lattice | SBA | 260 |  | Nextel @ 200' | lac @ 205' | marcus @ 60/100' | Cingular @ 245'
Torrington | *** Wright Road | monopole | Crown Castle | 148 | town on @ 153'; Sprint on @ 148' | Sprint @ 148' | town @ 153' | Verizon @ 138' | Nextel @ 200' | AT&T @ 128' | T-Mobile @ 114'
Torrington | **** Highland Avenue | self-supporting lattice | CL&P/NU | 195 | (d0178)Increase tower from 140 ft to 195 ft | dps @ 192'
Torrington | ****-**** East Main St | monopole | SBA | 153 | assoc. equipment: 6 TTAs, 3 CSS combiners | T-Mobile @ 133' | Verizon @ 123' | Cingular @ 95' | Sprint @ 151' | Nextel @ 141.5' | torrington pd @ 102'
Torrington | *** Wheeler Road | monopole | Crown Castle | 160 | T-Mobile on @ 160'; Sprint on @ 150' | T-Mobile @ 160' | Sprint @ 150' | Verizon @ 140'
Torrington | *** Prospect St | building mount | AT&T | 45 | (p079.3)replace 1-5' dish with 1-8' dish | AT&T @ 53'
Torrington | ** Summer St/ Prospect St. | rooftop |  |  | Torrington Towers Apartment Building | Cingular @ 130' | Nextel @ 130' | Sprint @ 142' | T-Mobile @ 130'
Torrington | *** Charles St. | steeple |  |  | St. Paul's Lutheran Church | T-Mobile @ 82'
Torrington | *** University Drive | guyed lattice | CT Public Broadcasting Network | 300 |  | AT&T @ 297'
Torrington | *** Torringford Street | in-building IP access |  |  | Wal-Mart | T-Mobile
Torrington | *** Burr Mountain Road | monopole | SBA | 198 | d0277 | Sprint @ 195' | Verizon @ 185' | Cingular @ 175' | Nextel @ 160'
Trumbull | * Trefoil Drive | utility pole | Verizon | 37 | small cell | Verizon @ 37'
Trumbull | *** Quarry Road | power mount | CL&P (Structure #844) | 150 | (p0513)AT&T also on tower | Cingular/AT&T @ 153-160' | Sprint @ 100'
Trumbull | *** (**) Merrimac Dr. | water tank |  | 45 |  | AT&T @ 44' | T-Mobile @ 46' | Verizon @ 43.8'
Trumbull | *** Quarry Road | power mount | CL&P (#844) | 162 | (p0513) 8' New Chainlink fence | Cingular/AT&T @ 153'/160' | Sprint @ 100'
Trumbull | ** Booth Hill Road | monopole |  |  |  | Cingular @ 144'
Trumbull | *** Edison Road | monopole | Blue Sky Towers | 143 | d0421; P1133 subpetition to increase height by 13 feet for Town antennas | T-Mobile @ 130' | Town @ 143' | Verizon @ 109'
Trumbull | *** Hawley Lane | rooftop | Trumbull Marriott Hotel |  |  | Cingular @ 56' | Sprint @ 54' | T-Mobile @ 53' | Verizon @ 55.1'
Trumbull | **** Reservoir Avenue | power mount | Avery Abrasives/CL&P structure #848 |  | p0939 | MetroPCS @ 11'
Trumbull | **** Reservoir Avenue | rooftop | Mayfair Assisted Living |  |  | Cingular @ 42'
Trumbull | **** Nichols Avenue | power mount | CL&P (#833) | 90 | (p0527) 10' power mount CL&P structure 833 | Cingular/AT&T @ 100'
Trumbull | ** Nutmeg Drive | in-building |  |  | Trumbull Corporate Park East | T-Mobile
Trumbull | ** Quail Trail | power mount | CL&P (Structure #838 | 95 | p0872; add ten-foot extension to existing 95' transmission line tower | T-Mobile @ 105'
Trumbull | **** Main Street | rooftop | Westfield Shopping Ctr. |  |  | Cingular @ 69' | Sprint @ 70' | T-Mobile @ 77' | MetroPCS @ 67'
Trumbull | ** Corporate Drive | rooftop | Verizon | 46 |  | Verizon @ 46'
Trumbull | **** Main Street | rooftop | St. Joseph's Manor |  |  | T-Mobile @ 77'
Trumbull | *** White Plains Road | utility pole | Verizon | 37 | small cell | Verizon @ 37'
Trumbull | Aldo Drive | utility pole | Verizon | 26' | small cell; near intersection with Drew Circle near Rt. 25 ramp | Verizon @ 26'
Trumbull | Huntington Tnpk. | wood utility pole | UI | 79 | (p0437)replace 30' wood utility pole with 79' wood utility pole | ui @ 79'
Trumbull | Indian Ledge Park | monopole | Crown Castle | 195 |  | Sprint @ 165' | Cingular @ 190' | Nextel @ 135' | Verizon @ 155' | T-Mobile @ 145'
Trumbull | Jeffery Place | monopole | Tarpon Towers | 150 | tower share. Town-approved on town property. | Verizon @ 140'
Trumbull | Merrimac Dr. | monopole | UI | 60 | p0504 | ui @ 50'
Trumbull | Rocky Hill Road | power mount | CL&P (#845) | 150 | p0400; p0915 - add 8' pipe mast; P1133 Verizon EFR subpetition | T-Mobile @ 165' | Verizon @ 90'
Trumbull | Strobel Road | utility pole | Verizon | 37 | small cell; adjacent to 546 Daniels Farm Road | Verizon @ 37'
Trumbull | Video Lane (*** Booth Hill Road) | guyed lattice | Crown Castle | 486 | d0077 | T-Mobile @ 244' | Verizon @ 232'/238' | wedw-dtv @ 360' | mediaflo @ 299' | DISH @ 290'
Union | **** Buckley Highway | self-supporting lattice | Wayne & Kathy Lee Kemp | 168 | 2 new equipment cabinets on 6x3 concrete pad | Verizon @ 150' | Sprint @ 130' | Cingular/AT&T @ 120'
Union | *** Stickney Rd | self-supporting lattice | Continental Cablevision | 110 | d036.3 | continental catv @ 110' | Cingular @ 119'/113' | yankee mw @ 95'
Union | ** Holland Road | sign |  |  |  | Verizon @ 56.1'
Union | ** Holland Road | monopole | Crown Castle | 150 |  | Cingular @ 140'
Union | * Carion Road | monopole | Crown Castle | 180 |  | Sprint @ 180'
Union | Bald Hill Rd. | self-supporting lattice | CL&P/NU | 180 | (d0159.2)up to 4 equipment cabinets on concrete pad | dps @ 180'/100' | T-Mobile @ 120' | Cingular/AT&T @ 80' | MetroPCS @ 80'
Vernon | ** Windermere Avenue | small cell | Farm Car Care Center Inc. | 15.5 | p1182 | Verizon @ 30.2'
Vernon | **** Hartford Turnpike | small cell | Tena Realty LLC | 25 | p1305 | Verizon @ 24'
Vernon | *** (***) South Street | self-supporting lattice | Crown Castle | 130 | (d0058A) add pipe mast extensions for antennas | Verizon @ 130'/120' | Cingular @ 100' | Sprint @ 139' | Verizon @ 111' | vernon pd @ 54/50' | T-Mobile @ 92' | MetroPCS @ 84'
Vernon | *** Hartford Tpk | rooftop | Boston Vernon II LLC |  |  | AT&T @ 50' | Sprint @ 66' | Nextel @ 62' | Verizon @ 63.3
Vernon | ** Main Street | water tank | Talcott Mill Land Lord LLC/Crown Castle | 137 |  | Cingular @ 119' | T-Mobile @ 116' | Verizon @ 107' | MetroPCS @ 115'
Vernon | ** Industrial Park Rd | monopole | Millenicom & G.&K. Beauregard | 175 |  | Verizon @ 155' | Cingular/AT&T @ 165' | T-Mobile @ 173'
Vernon | *** Talcottville Road | monopole | American Tower Communications | 160 |  | Cingular/AT&T @ 140' | Verizon @ 150' | Sprint @ 130'
Vernon | ** Wilson Lane | Silo | William Dowty |  |  | T-Mobile @ 70' | Nextel 160'
Vernon | Harlow Street | utility pole | Verizon | 32 | small cell; adjacent to 140 Union Street | Verizon @ 32'
Vernon | Prospect Street | utility pole | Verizon | 32 | small cell; adjacent to 1 Pine Street | Verizon @ 32'
Vernon | Union Street | utility pole | Verizon | 31 | small cell; across from 52 Union Street | Verizon @ 31'
Voluntown | *** Rockville Road | monopole | Verizon | 160 | d0405 | Verizon @ 160'
Voluntown | ** Gallup Road | monopole | Verizon | 150 | d0438 | Verizon @ 150'
Voluntown | Stone Hill Road (RFD #* Rt. **N) | self-supporting lattice | SBA | 180 | 1 GPS @ 75ft. | Sprint @ 175' | Cingular @ 165'
Wallingford | ** Toelles Road | monopole | Crown Castle | 120' | site managed by Global Site Acquisitions | Sprint @ 120'
Wallingford | **** Durham Rd. | monopole | SBA | 165 |  | Cingular @ 125/95' | T-Mobile @ 154' | Nextel @ 145' | Cingular/AT&T @ 115' | Verizon @ 135' | Sprint @ 162'
Wallingford | ** Alexander Dr. | building mount | Verizon | 35 | p0288 | Verizon @ 40'
Wallingford | ** Masonic Avenue | small cell | Verizon | 57 | p1301. small cell at Masonic | Verizon @ 60'
Wallingford | ** Wayne Road | self-supporting lattice | Stephen B. Trip | 80 |  | Cingular @ 70/80' | Verizon @ 65/73' | pagenet @ 55' | Cingular/AT&T @ 87'
Wallingford | *** Woodhouse Road | monopole | Crown Castle | 150 |  | Nextel @ 135' | T-Mobile @ 148' | Cingular @ 128'
Wallingford | ** North Main Street | rooftop | Verizon | 67' |  | Verizon @ 67'
Wallingford | *** Quinnipiac Street | smoke stack | Verizon, AT&T, T-Mobile | 123' | Silversmith Industrial Park | Cingular @ 118' | T-Mobile @ 103' | Verizon @ 85'
Wallingford | ** Thorpe Avenue | rooftop | Verizon, Sprint | 44.9' | Signature 91 office building | Sprint @ 47' | Verizon @ 44.9'
Wallingford | ** North Main Street | rooftop | Sprint | 65' |  | Sprint @ 75' | Nextel @ 77' | T-Mobile @ 61' | Verizon @ 67'
Wallingford | * Research Parkway | rooftop | Cingular Wireless |  | Bristol Myers-Squibb building
Wallingford | ** Barnes Park North | in-building IP access |  |  | office/industrial building | T-Mobile
Wallingford | ** Gaylord Farm Road | water tank | Gaylord Hospital |  |  | T-Mobile @ 124'
Wallingford | *** Center Street | rooftop | T-Mobile |  | Silver Pond apartments | T-Mobile @ 66'
Wallingford | ** Gaylord Farm Road | water tank | Sprint | 147' | Town of Wallingford water tank | Sprint @ 147' | Verizon @ 110'
Wallingford | ** North Plains Industrial Road | monopole | American Tower | 180 |  | xm @ 170' | T-Mobile @ 148' | Sprint @ 118' | Verizon @ 138' | Cingular @ 160' | Nextel @ 181'
Wallingford | ** North Airline Road | wood pole | Verizon | 43 | p1309; equipment installed on new wood pole | Verizon @ 43'
Wallingford | *** East Center Street | monopole | Crown Castle | 130 |  | Verizon @ 120' | Cingular @ 110'
Wallingford | *** Church Street | power mount | CL&P | 79.5 | (p0602) add extension to existing power line structure # 2492, equipment cabinet on concrete pad | Cingular/AT&T @ 86/92'
Wallingford | *** (***) Northrop Road | monopole | American Tower Communications | 150 |  | xm @ 100'(ant)/15'(dish) | T-Mobile @ 137.5' | Cingular @ 127' | Cingular/AT&T @ 115' | Nextel @ 154'
Washington | ** Blackville Road | monopine | InSite Towers | 135 | d0441 - with tree branches height goes to 140'/located at Town garage | AT&T @ 126' | lcd @ 135'
Washington | * Mountain Road | monopole | Verizon | 170 | d0332; tower extended 10 feet under p0987 | Verizon @ 160, 150' | AT&T @ 167' | T-Mobile @ 136'
Waterbury | **** East Main Street | rooftop | Boys and Girls Club of Greater Waterbury, Inc. | 28 | EFR 1133; small cell | Verizon @ 46.75' | T-Mobile @ 35'
Waterbury | *** Store Avenue | rooftop | T-Mobile | 60' | (cingular submission says it's a lattice tower) | Cingular @ 63' | T-Mobile @ 55' | Sprint 55'
Waterbury | *** Hillside Avenue | rooftop |  |  |  | T-Mobile @ 106'
Waterbury | ** Wolcott Road | church steeple |  |  |  | Cingular @ 69'
Waterbury | **** West Main Street | flagpole on bldg. |  |  |  | Cingular @ 54'
Waterbury | *** East Aurora Street | smokestack |  | 109 |  | T-Mobile @ 105'
Waterbury | *** Mattatuck Heights Rd | monopole | Crown Castle | 133 |  | Verizon @ 110' | Nextel @ 120' | T-Mobile @ 100'
Waterbury | **** East Main Street | rooftop |  |  |  | Sprint @ 47' | Nextel @ 46'
Waterbury | **** South Main Street | rooftop | 1663 South Main LLC | 50.5 | p1198; small cell | Verizon @ 57.25'
Waterbury | **** Thomaston Avenue | smokestack |  |  |  | Sprint @ 124' | T-Mobile @ 148'
Waterbury | *** (***) Garden Hill Circle | guyed lattice | SBA | 280 |  | T-Mobile @ 180' | Sprint/Nextel @ 130' | cl&p @ var.
Waterbury | *** Garden Circle (Long Hill) | self-supporting lattice | Message Center Management | 180' | Revise approval of 10/08/97. lower ant. height | mediaflo @ 266' | T-Mobile @ 106/87.5' | Nextel @ ? | Sprint @ ?
Waterbury | **** Watertown Avenue | rooftop |  |  | information provided by City of Waterbury | MetroPCS/T-Mobile @ 70'
Waterbury | ***-*** Mill Street | rooftop | Verizon | 69' |  | Verizon @ 69'
Waterbury | *** Whitewood Road | power mount | CL&P (#11229) | 105 | p1103 adds 25-ft extension to 80-ft transmission line pole | AT&T @ 105'
Waterbury | ** Union Street | rooftop |  |  |  | T-Mobile @ 143'
Waterbury | ** Mulloy Road | billboard |  |  |  | T-Mobile @ 64'
Waterbury | *** Cherry Street | smokestack |  |  |  | Sprint @ 127'
Waterbury | ** Framingham Drive | rooftop |  |  | building permits only | Nextel @ 55'
Waterbury | *** Bishop Street | small cell | Waterbury Omega, LLC | 61.7 | EFR 1133 | Verizon @ 69.8' | T-Mobile @ 96' | Sprint/Nextel @ 73' & 69'
Waterbury | *** Meadow St | rooftop | AT&T/SCLP | 40 | tower on rooftop, 4 transmitters removed | Cingular @ ?
Waterbury | ** Prospect Street | rooftop |  |  |  | Verizon @ 110/104'
Waterbury | *** Reidville Road | billboard |  |  |  | Cingular @ 65'
Waterbury | ** Cherry Street | smokestack |  |  |  | T-Mobile @ 137'
Waterbury | * (**) Franklin Street | rooftop |  |  | St. Mary's Hospital | Sprint/Nextel @ 103' &123'
Waterbury | ** Center Street | rooftop |  |  | information provided by City of Waterbury; submitted to P&Z 7/31/09 | MetroPCS @ 120'
Waterbury | **-** Porter Street | billboard |  |  |  | Sprint
Waterbury | *** South Leonard Street | billboard |  |  |  | Cingular @ 64' | Sprint @ 88'
Waterbury | *** Highland Avenue | church steeple |  |  |  | Verizon @ 25'
Waterbury | ** Robbins Street | rooftop | Verizon | 154.9' | Waterbury Hospital | Cingular @ 132' | Sprint @ 98' | Verizon @ 154.9' | Nextel @ 142'
Waterbury | *** Captain Neville Dr | monopole | Candid Communications | 150 | d0044.5 | Cingular @ 150'
Waterbury | *** Hamilton Avenue | billboard |  |  |  | T-Mobile @ 50'
Waterbury | *** Hamilton Avenue | rooftop |  |  |  | Verizon @ 27'
Waterbury | *** Wolcott Steet | rooftop |  |  |  | Verizon @ 31'
Waterbury | **-** South Leonard St | small cell | Verizon | 63.4 | p1167 | verizon @ 62.2'
Waterbury | *** Meriden Road | monopole | SBA | 110 | d0321 | T-Mobile @ 97' | Nextel @ 107'
Waterbury | *** (****) East Main Street | rooftop |  |  | information provided by City of Waterbury | T-Mobile @ 30'
Waterbury | ** Johnson Street | rooftop
Waterbury | Garden Circle (Farmdale Drive) | guyed monopole | American Tower | 150 |  | Cingular @ 150' | Verizon @ 140/105/100' | Cingular/AT&T @ 145'
Waterbury | Garden Circle (Long Hill) | self-supporting lattice | AT&T | 106
Waterbury | Garden Hill Circle | guyed lattice | CTI Towers | 100
Waterbury | *** East Aurora Street | rooftop |  |  |  | Verizon @ 65'
Waterbury | * Mattoon Road | in-building IP access |  |  | office building | T-Mobile
Waterbury | *** Sheffield Street | monopole | SBA | 160 |  | Cingular @ 137' | Verizon @ 147' | Nextel @ 127'
Waterbury | *** Union Street | in-building IP access |  |  | Brass City shopping mall | T-Mobile
Waterbury | Reidville Drive | utility pole | Verizon | 31 | small cell; across from 530 Reidville Drive | Verizon @ 31'
Waterford | * Palmer Road | silhouette pole | AT&T | 87.5 | p0659 - replace 40' wooden pole with 87' silhouette tower; p0972 - extend tower 10' to 97' | Cingular/AT&T @ 85/79' | goshen fd @ 65' | MetroPCS @ 87'
Waterford | *** Old Colchester | power mount | CL&P | 109 | (p0607) replace existing 89' power pole with 109' pole to mount antennas | Cingular/AT&T @ 109'
Waterford | ** Industrial Drive | self-supporting lattice | Kobyluck Bros/Wirelss Solutions | 190 |  | town @ var. hts.
Waterford | ** Miner Lane/** Miner Lane | monopole | American Tower | 160 | (d0067.2) 3 BTS equipment cabinets; on Waterford Landfill property | Cingular @ 150'/160'/94' | Cingular/AT&T @ 140' | T-Mobile @ 130' | clearwire @ 170' | Verizon @ 160'
Waterford | *** Boston Post Road | utility pole | Verizon | 36 | small cell | Verizon @ 36.5'
Waterford | ** Manitok Hill Rd (aka Rock Ridge Road) | self-supporting lattice | Crown Castle | 137 | 2-GPS at 80 | Nextel @ 127' | Cingular/AT&T @ 97' | Verizon @ 107' | T-Mobile @ 117' | Sprint @ 137'
Waterford | ** Fargo Rd | monopole | SBA | 183 |  | Verizon @ 172.5' | T-Mobile @ 151' | Cingular/AT&T @ 163'
Waterford | **R Fargo Road | water tower | town of Waterford | 143' |  | Sprint @ 140'
Waterford | ** Daniels Avenue | self-supporting lattice | Town of Waterford (mngd by SBA) | 180' |  | Verizon @ 140' | town @ 180' | T-Mobile @ 160'
Waterford | ** Dayton Road | self-supporting lattice | Cohanzie Fire Dept. | 170 |  | Verizon @ 135' | T-Mobile @ 165' | Cingular/AT&T @ 155' | MetroPCS @ 184'
Waterford | *** Mohegan Avenue (aka ** South Bartlett Road) | monopole | Town of Waterford (mngd by SBA) | 170 | Tower built for the Town | T-Mobile @ 150' | Verizon @ 120'
Waterford | ** Oil Mill Road | power mount | CL&P (pole #6063-B) | 82 | p0971 - relocate antennas from structure 6303 (p0506) onto new pole - add 10' extension to transmission line pole | T-Mobile @ 92'
Waterford | *** Vauxhall Street Ext. | water tower | Town of Waterford | 117' | cingular and T-Mobile antennas | T-Mobile @ 110'
Waterford | Oil Mill Road | power mount | CL&P | 85 | p0919 - add 10 to 85' transmission tower for metropcs antennas | MetroPCS @ 92.5'
Waterford | Rope Ferry Road | utility pole | Verizon | 37 | small cell; adjacent to 15 Rope Ferry Road | Verizon @ 37'
Waterford | Waterford Parkway North | utility pole | Verizon | 23.8 | small cell; across from 325 Waterford Parkway North | Verizon @ 23.8'
Waterford | Waterford Parkway South | utility pole | Verizon | 23.33 | small cell; across from 12 Gurley Road | Verizon @ 23'
Watertown | **** (****) Buckingham Street | watertank | Scoville | 122.5 |  | AT&T | LAC | Nextel | T-Mobile @ 105'
Watertown | **** Main Street | utility pole | Verizon | 32 | small cell | Verizon @ 32'
Watertown | *** Georgetown Drive/Straits Turnpike | water tank | Town of Watertown | 96.5 | Antennas on top of tank; carriers Sprint, T-Mobile, Verizon | Cingular @ 110' | T-Mobile @ 95' | Sprint @ 93'
Watertown | **-** Main Street (Oakville) | rooftop |  |  |  | MetroPCS | T-Mobile @ 70'
Watertown | ** (**) DeForest Street | church steeple | First Congregation Church |  |  | AT&T | Sprint @ 90'
Watertown | ** Echo Lake Road | utility pole | Verizon | 35 | small cell; closer to 16 Echo Lake Road/acc from Hemingway Park Rd | Verizon @ 35.8'
Watertown | *** Woodbury Road | utility pole | Verizon | 30 | small cell | Verizon @ 30'
Watertown | *** Sunnyside Ave. | power mount | CL&P | 110 | p0502 | Sprint @ 110'
Watertown | *** Bassett Road | monopine | American Towers LLC | 130 | d0422; Verizon colocated via P1133/EFR | AT&T @ 126' | Verizon @ 114'
Watertown | ** Westbury Park Road (** Siemon Company Drive) | smokestack | Siemon Realty Co. | 140 |  | Cingular @ 110' | T-Mobile @ 115'
Watertown | Cutler Knoll | utility pole | Verizon | 28 | small cell; adjacent to 36 Cutler Street | Verizon @ 28'
West Hartford | * Westminster Drive | church steeple | Verizon |  |  | Verizon @ 61.5' | T-Mobile @ 80' | MetroPCS
West Hartford | **** New Britain Ave | self-supporting lattice | Ten Thirty Tower Comp | 180 |  | T-Mobile @ 165' | Nextel @ 155' | Cingular @ 180'
West Hartford | *** Sherbrooke Avenue | rooftop |  |  |  | Verizon @ 49'
West Hartford | **** Farmington Avenue | small cell | Verizon | 35 | p1316; small cell on building roof w/in faux chimney | Verizon @ 32'
West Hartford | **** Farmington Avenue | rooftop |  |  | carrier AT&T
West Hartford | *** South Main St. | monopole | AT&T | 100 |  | Cingular @ 106'
West Hartford | **** New Britain Ave (* Berkshire Rd) | monopole | Crown Castle | 125 |  | Verizon @ 110' | Nextel @ 128' | T-Mobile @ 105'
West Hartford | *** South Main Street | rooftop | Lexham Avon LLC | 21 | p1179; small cell | Verizon @ 27.8'
West Hartford | *** Shield Street | utility pole | Verizon | 34 | small cell | Verizon @ 34'
West Hartford | *** North Main St | building mount | American School for Deaf | 90 | d0434 - Verizon builds stealth cupola to replace original that was demolished | Verizon @ 62' | AT&T @ 44.5
West Hartford | **-** Isham Road | gl on roof | M&R Gassner | 110 | p1039 extends height of tower by ten feet for MetroPCS | Nextel @ 114' agl | MetroPCS @ 132' agl | Verizon @ 108' agl
West Hartford | **** New Britain Avenue (West Farms Mall) | rooftop |  |  | West Farms Mall | Verizon @ 51.5' | T-Mobile @ 53' | AT&T
West Hartford | **** Asylum Avenue (*** Steele Road) | steeple | t-mobile |  | St. Joseph College | T-Mobile @ 93'
West Hartford | *** Bloomfield Avenue | small cell | Verizon | 41 | p1271 small cell on roof of building at U of Hartford | Verizon @ 41'
West Hartford | *** Bloomfield Avenue | rooftop | University of Hartford | 58 |  | AT&T @ 58' | MetroPCS @ 86' | T-Mobile @ 40'
West Hartford | **** Albany Avenue | church cupola | St. Mary's |  |  | Verizon
West Hartford | *** Park Avenue | rooftop |  |  |  | Verizon @ 43'
West Hartford | ** (**-**) South Main Street | self-supporting lattice | Crown Castle | 40 | "stubb" tower on top of parking garage; Sprint on tower @ 37' | Sprint @ 100' | Cingular @ 66'
West Hartford | * Arnoldale Road | small cell/rooftop | Verizon | 61.3 | small cell on roof of building where other carriers have rooftop mounts | Verizon @ 73' | Sprint @ 58'
West Hartford | *** Newington Road | small cell | Peter M. Luzzi | 54.2 | p1170 | Verizon @ 57'
West Hartford | **** Albany Avenue | guyed lattice | SBA | 346 |  | Verizon @ 130' | Cingular/AT&T @ 140' | Cingular @ 115' | T-Mobile @ 160'
West Hartford | *** North Main Street | rooftop | Verizon | 49' | verizon relocation from 345 North Main | Verizon @ 49'
West Hartford | *** North Main Street | rooftop |  | 73' | Bishop's Corner; carriers Nextel, AT&T, Sprint, T-Mobile, Teligent (3 dish antennas) | Cingular @ 78' | Sprint @ 100' | T-Mobile @ 64' |  | Nextel @ 80'
West Hartford | *** South Main Street | rooftop |  | 40' | carrier AT&T
West Hartford | *** South Quaker Lane | monopole | Church of St. Mark | 120 |  | Verizon @ 96' | Cingular/AT&T @ 107' | DISH @ 90'
West Hartford | *** Prospect Street | rooftop |  | 55' | carrier T-Mobile (9 antennas) | Cingular @ 61' | T-Mobile @ 49'
West Hartford | ** Buena Vista Road | small cell | Town of West Hartford | 38.9 | p1196 | Verizon @ 44.9'
West Hartford | *** New Park Ave | monopole | Crown Media | 150 | d0131 | Verizon @ 148' | Sprint @ 136' | xm @ 157'
West Hartford | ***-*** Farmington Avenue | rooftop |  | 70' | carriers Berkshire Wireless & T-Mobile | T-Mobile @ 79'
West Hartford | Mountain Road | utility pole | Verizon | 31 | small cell; adjacent to 4 High Farms Road | Verizon @ 31.5'
West Hartford | Trout Brook Drive | utility pole | Verizon | 27 | small cell; adjacent to 1700 Asylum Avenue | Verizon @ 27'
West Haven | * Burwell Hill Rd. (Fairfax St., east of) | self-supporting lattice | American Tower | 160 |  | Cingular @ 152' | so.ct. gas @ 80' | Nextel @ 140'
West Haven | * Burwell Hill Rd. (Fairfax St., east of) | self-supporting lattice | Storer CT |  | 4'x8' generator pad | storerct @ ?
West Haven | * Campbell Avenue | rooftop | Par Edgewood |  |  | T-Mobile @ 118'
West Haven | ***-*** Orange Avenue | smokestack |  |  |  | Nextel @ 74' | Verizon @ 84'
West Haven | *** Wood Street | rooftop | A. Tambis Holdings |  |  | Verizon @ 65'
West Haven | ** Gilbert Street | smokestack | T-Mobile | 52.5 | (p0660) equipment on pads inside adjacent building | T-Mobile @ 42'
West Haven | * Ocean Avenue | small cell | Verizon | 28 | small cell on roof of commercial building | Verizon @ 32'
West Haven | *** Oak Street | rooftop | West Haven Housing Authority |  |  | Cingular @ 110' | Sprint @ 98' | Verizon @ 126'
West Haven | *** Burwell Road | self-supporting lattice | Crown Castle | 180 |  | Verizon @ 160'
West Haven | ** Rockdale Drive | self-supporting lattice | Radio Comm. Corp. | 180 | d0056.6 | Verizon @ 180' | T-Mobile @ 110'
West Haven | *** Frontage Road | billboard |  |  |  | T-Mobile @ 60'
West Haven | *** Derby Avenue | ballfield light pole |  |  |  | Nextel @ 87'
West Haven | *** Derby Avenue | rooftop flagpole |  | 49 | Yale Bowl/t-mobile Wireless Corp. | T-Mobile @ 50'
West Haven | *** Main Street (*-** Washington Manor Ave) | rooftop | Manchester Tarragon LLC |  |  | Verizon @ 81' | T-Mobile @ 81' | Sprint @ 66' | AT&T @ 74'
West Haven | *** Sawmill Road | billboard |  |  |  | T-Mobile @ 72'
West Haven | *** Elm Street | utility pole | Verizon | 39 | small cell | Verizon @ 39.5'
West Haven | *** Sawmill Road | billboard |  |  |  | Cingular @ 76' | Verizon @ 91'
West Haven | *** Saw Mill Road | rooftop | Message Center Mngmt | 115' | Best Western Hotel | Sprint @ 75' | Nextel @ 72' | Cingular @ ? | Sprint @ 75'
West Haven | ** Plainfield Ave | monopole | Crown Castle | 148 | p0878 increases height of tower ten feet | Verizon @ 120' | Sprint/Nextel @ 138'
West Haven | *** Campbell Avenue | rooftop |  |  | VA Hospital | T-Mobile @ 148' | Sprint @ 140'
West Haven | *** Saw Mill Road | in-building IP access |  |  | Walmart | T-Mobile
West Haven | ** Treat Street | rooftop |  |  |  | T-Mobile @ 30'
West Haven | *** Jones Hill Road | monopole | American Tower | 153 | d0293; P1108 expands compound for AT&T by 16' x 49' | T-Mobile @ 150' | AT&T @ 125' | Verizon @ 134 | clearwire @ 120' | computer hospital @ 105' | MetroPCS @ 115'
Westbrook | **** Horse Hill Road | monopole | AT&T | 160 | d0289 | Cingular/AT&T @ 160'
Westbrook | **** Boston Post Road | monopole | MCM Holdings | 130' | D485 | Verizon @ 126 | AT&T @ 115 | T-Mobile @ 104
Westbrook | **** Boston Post Road | water tank |  | 127' | carriers: verizon, Nextel, AT&T, metropcs | Cingular @ 109' | Verizon @ 120' | Nextel @ 110' | T-Mobile @ 100'
Westbrook | *** Flat Rock Place | rooftop |  | 76' | carrier: AT&T
Westbrook | *** Spencer Plains Rd | self-supporting lattice | DPS | 180 | (p0061) equipment cabinets on 16x20 concrete pad | dot @ 175' | dps @ 180' | Cingular @ 150' | valley shore comm @ 120' | T-Mobile @ 135' | Sprint @ 140'
Westbrook | *** Essex Road | utility pole | Verizon | 27 | small cell | Verizon @ 27'
Westbrook | ** Pilot's Point Marina | building mount | Pilot's Point Marina | 33 | (p0328) Bldg #4 | Verizon @ 33'
Westbrook | *** Old Clinton Road | monopole | Crown Castle | 160 | p0511 | T-Mobile @ 145' | Nextel @ 130' | Sprint @ ? | Verizon @ 110'
Westbrook | *** Toby Hill Road | monopole | Sprint | 150 | up to 4 equipment cabinets on pad | Cingular/AT&T @ 130'
Westbrook | Boston Post Road | utility pole | Verizon | 26 | small cell; Route 1 adjacent to 1160 Boston Post Road | Verizon @ 27'
Weston | ** Walker Lane | in-building IP access |  |  | private home | T-Mobile
Weston | *** Godfrey Road | self-supporting lattice | Town of Weston | 185' |  | Sprint-Nextel @ 174' | T-Mobile @ 185'
Weston | ** Norfield Rd (Weston Town Hall) | monopole | Crown Castle | 190 | using existing equipment shelter & connecting to generator | Verizon @ 150' | Cingular @ 160' | T-Mobile @ 175' | Nextel @ 89'
Weston | Weston Road | power mount | CL&P | 83 | (p0386) CL&P Structure 924; pwithdrawn 6/14/2000 | Sprint @ 98'
Weston | * Tall Pines Drive (Transmission Line Structure No. ***) | power mount | Eversource | 81' | PE1386:98' monopole installed within an existing 81' electric transmission lattice tower; | AT&T @ 95'
Westport | **** Post Road East | rooftop | Cellco | 28 | rooftop facility; P1326 | Verizon @ 38'
Westport | **** Post Road East | flagpole on bldg. | AT&T Wireless | 45' |  | T-Mobile @ 45'
Westport | ** Weston Road | utility pole | Verizon | 24 | small cell | Verizon @ 24'
Westport | ***A Bayberry La. | monopole | American Tower | 140 | (d045.4/d0278) replace existing 100' pole with new 140' monpole; some carriers change position | Cingular @ 100' | Sprint @ 130' | Verizon @ 77' | town @ 140' | T-Mobile @ 87' | Cingular/AT&T @ 110' | cl&p @ 150'
Westport | * Allen Raymond Lane | monopole | Cellco | 130 | d0188; formerly Sunny Lane | Cingular @ 100' | Nextel @ 140' | Sprint @ 120' | T-Mobile @ 110'
Westport | ** Post Office Lane | monopole | Crown | 130 | d0166/p0394/p0600 | Cingular @ 130' | Verizon @ 100' | T-Mobile @ 90' | northcoast @ 68' | Sprint @ 120'
Westport | ** Charles Street | rooftop |  |  | flagpole on roof; Sprint and Verizon @65' 7"; AT&T @ 103' | Cingular @ 102' | Sprint @ 98' | Verizon @ 67.9' | Nextel @ 60' | MetroPCS/T-Mobile @ 92'
Westport | ** Ford Road | in-building |  |  | office building | T-Mobile
Westport | *** Post Road West (Eversource #*****) | utility pole | Eversource | 34 | P1389:- replace existing 25' pole with new 34-foot monopole. | AT&T @ 36'
Westport | *** Hillspoint Road | utility pole | Verizon | 24 | small cell | Verizon @ 24'
Westport | *** Riverside Avenue | rooftop | Verizon | 81 |  | Verizon @ 81'
Westport | ** Riverside Ave | rooftop |  | 69' 8" | antennas on penthouse; BAM, Nynex, T-Mobile | Cingular @ 69' | T-Mobile @ 57' | Verizon @ 73.2'
Westport | *** Post Road East | in building |  |  |  | T-Mobile @ 0'
Westport | ** Ferry Lane | power mount | CL&P | 250 | p0432 | T-Mobile @ 168'
Westport | *** Post Road East (*** Boston Post Road/State Street East) | monopole | Westport Fire Dept | 150 | install 3 equipment cabinets on roof | Cingular @ 120' | Nextel @ 135' | T-Mobile @ 85'
Westport | ** Jesup Road | monopole | Town of Westport | 100 | non-commercial use only
Westport | ** Greens Farms Road | in-building IP access |  |  | office building | T-Mobile
Westport | ** Compo Beach Road | utility pole | Verizon | 27 | small cell | Verizon @ 27'
Westport | ** Hales Road | utility pole | Verizon | 25 | small cell | Verizon @ 25'
Westport | * Burr Farms Road | in-building | Seton Academy |  |  | T-Mobile
Westport | *-** Wright Street | rooftop | Sprint | 68' 8" |  | Sprint @ 65'
Westport | *** Post Road | self-supporting lattice | State Police | 180 | d0123/p074.1 | dps @ 72' | Verizon @ 180' | Cingular @ 133' | T-Mobile @ 125'
Westport | *** Nyala Farms Road | in-building IP access |  |  | Terex Corporation office building | T-Mobile
Westport | Hillspoint Road | utility pole | Verizon | 37 | small cell; adjacent to Edgewater Commons Lane | Verizon @ 37'
Wethersfield | * Executive Square | rooftop |  |  |  | Cingular @ 125' | Sprint @ 145' | Nextel @ 123'
Wethersfield | *** Executive Square | rooftop |  | 160 |  | T-Mobile @ 141' | Sprint @ 145' | AT&T @ ? | MetroPCS @ 120'
Wethersfield | *** Great Meadow Rd | building mount | Putnam Park Office Bldg. | 121 | (d0139.3) Relocate equipment to new shelter. Replace antennae and relocate on new equipment shelter | Cingular @ 121' | Sprint @ 108' | T-Mobile @ 114' | Verizon @ 102'
Wethersfield | *** Cumberland Avenue | rooftop |  |  |  | T-Mobile @ 47'
Wethersfield | *** Folly Brook Blvd | rooftop |  |  |  | Sprint @ 61'
Wethersfield | *** Prospect Street | rooftop |  |  |  | Verizon @ 45'
Wethersfield | ** Kelleher Court | monopole | Town of Wethersfield | 180 |  | Cingular/AT&T @ 145' | Verizon @ 130' | Sprint @ 163' | Nextel @ 80' | T-Mobile @ 151'
Wethersfield | *** Silas Deane Hwy | monopole | Wethersfield PD | 120 |  | Verizon @ 90' | MetroPCS @ 105'
Wethersfield | ** Silas Deane Highway | steeple |  |  |  | T-Mobile @ 45'
Wethersfield | ** Wells Rd. | monopole | AT&T | 100 | up to 4 equipment cabinets on 5x6 concrete pad | Cingular @ 104' | Cingular/AT&T @ 85' | MetroPCS @ 75'
Willimantic | *** Main Street | small cell | Verizon | 46 | p1128 - install small cell antennas on two sides of commercial/residential building | Verizon @ 45'
Willington | *** Trask Road/*** River Road | monopole | Willington Fire Department | 110 | add 2 equip. cabinets | Cingular @ 112' | Cingular/AT&T @ 92.5' | Verizon @ 83'
Willington | *** River Road | rooftop | Stavens Properties, LLC | 90'
Willington | *** Daleville Road | monopole | American Towers LLC | 100 | d0400; Certificate transferred 12/12/13 | Verizon @ 97'
Willington | ** Turnpike Road | monopole | Cordless Data Transfer | 170 | d0267 | Cingular/AT&T @ 170' | T-Mobile @ 159' | Cingular @ 170'
Willington | ** Cosgrove Rd | self-supporting lattice | Crown Castle | 140 | d0058.10 | Verizon @ 140' | Sprint @ 125' | Nextel @ 115' | T-Mobile @ 101'
Willington | Jared Sparks Road | self-supporting lattice | State of CT | 45'
Willington | River Road | utility pole | Verizon | 35 | small cell; adjacent to 424 Plains Road | Verizon @ 35'
Willington | Ruby Road | utility pole | Verizon | 37 | small cell; adjacent to 328 Ruby Road | Verizon @ 37'
Willington | Schofield Road | self-supporting lattice | JJ Mottes | 149'
Willington | Tolland Turnpike | monopole | AT&T | 160 | d0429 | AT&T @ 157'
Wilton | *** Mather St | self-supporting lattice | Crown | 180 | (d0094) add equipment cabinet | Verizon @ 180' | Cingular @ 150' | T-Mobile @ 96' | Sprint @ 142' | Nextel @ 180' | Cingular/AT&T @ 173' | MetroPCS @ 169'
Wilton | ** Old Danbury Rd (Wilton RR Stn) | power mount | CL&P | 124 | P395A | T-Mobile @ 119'
Wilton | *** Deer Run Road | self-supporting lattice | SBA | 118' | d0308 | Cingular @ 110' | T-Mobile @ 120' | Verizon @ 100' | Nextel @ 88'
Wilton | *** Danbury Road | rooftop | Verizon | 69' |  | Cingular @ 66' | T-Mobile @ 65' | Verizon @ 61' | MetroPCS @ 86'
Wilton | ** */* Richdale Dr | wood pole | Richard Knapp | 71 |  | Nextel @ 67' | Sprint @ 67'
Wilton | ** Cannon Road | power mount | CL&P | 100 | p0501 | Cingular/AT&T 2 105'
Wilton | *** Danbury Road | power mount | Eversource | 131 | (p0455) add equipment cabinet; P455A Eversource replaced structure | Cingular/AT&T @ 128'
Wilton | *** Danbury Road | self-supporting lattice | Gerard Morin | 98' | oil co. service dispatch
Wilton | ** Danbury Road | rooftop |  |  |  | T-Mobile @ 86'
Wilton | ** Fenwood Lane | self-supporting lattice | DPS | 180 | p074.2/d0128 | dps @ 115'/180' | Cingular @ 135'/175' | Sprint @ 105' | Nextel @ 105' | T-Mobile @ 120' | Cingular/AT&T @ 165'
Wilton | ** Danbury Road | flagpole on bldg. | Verizon | 87' |  | Sprint @ 59' | Verizon @ 77' | T-Mobile @ 80'
Wilton | *** Ridgefield Road | rooftop | Town of Wilton | 35' | Fire Dept/Emergency services
Wilton | Chestnut Hill Road | power mount | CL&P (#937) | 100 | (p0419) Extension pipe on CL&P structure 937 | T-Mobile @ 107'
Wilton | Rivergate Drive | power mount | CL&P (#938) | 100 | p1134; P1134A- AT&T amendment; increase in height from 100-103ft | AT&T @ 103'
Wilton | Route */Pimpewaug Road | power mount | CL&P (#2983) | 105 | p0398 | T-Mobile @ 112'
Winchester | *** Spencer Street | rooftop |  |  |  | T-Mobile @ 75'
Winchester | ** Oakdale Ave. (*** Oakdale/* Stowe Rd) | monopole | American Tower | 180 | d0138.4 | Cingular @ 184'/150' | Cingular/AT&T @ 150' | Verizon @ 125'
Winchester | *** Platt Hill Road | self-supporting lattice | American Tower | 242 | Share equipment building | Nextel @ 242' | Sprint @ 222' | DISH @ 154'
Winchester | Norfolk Road (Route **) | monopole | Verizon | 150 | d0361 | Verizon @ 150'
Winchester/Wnstd | Rt. ***,Winchester Rd. | wood poles | Pegasus CT | 100 | d018 | pegasus @ ?
Windham | ** Northridge Road | monopole | Crown Castle | 107 | d0275 | Cingular/AT&T @ 105' | T-Mobile @ 95'
Windham | *** Tower Road | water tower | Town of Windham | 73.8' | ECSU - Willimantic | Cingular @ 64' | Verizon @ 73.8'
Windham | *** Mansfield Avenue | utility pole | Verizon | 33 | small cell | Verizon @ 33'
Windham | **** West Main Street | utility pole | Verizon | 28 | small cell | Verizon @ 28'
Windham | *** South Windham Center Road | monopole | SBA | 180 | equipment cabinets on concrete pad | Verizon @ 180' | Cingular @ 147' | Cingular/AT&T @ 157' | Nextel @ 167'
Windham | *** Jackson Street | utility pole | Verizon | 24 | small cell | Verizon @ 24'
Windham | *** Boston Post Road | in-building IP access |  |  | Walmart | T-Mobile
Windham | *** Main Street | building mount | RIQ, LLC |  | carrier: Verizon? | Cingular @ 73'
Windham | Quarry Street | water tower
Windham/Willimantic | ***R Mountain St | guyed lattice | Nutmeg Broadcasting | 195 |  | Verizon @ 180' | cl&p @ var. hts
Windham/Willimantic | Goddard Hall, Eastern Drive (** Windham Street) | monopole | ECSU | 175 | p0593 | Sprint @ 147' | Cingular @ 137' | T-Mobile @ 117' | Nextel @ 127'
Windsor | *** Windsor Avenue | utility pole | Verizon | 36 | small cell | Verizon @ 36'
Windsor | **** Kennedy Road | small cell | Verizon | 29 | p1166 small cell on building rooftop | Verizon @ 29'
Windsor | **** Matianuck Avenue | monopine | Cingular | 110 |  | Cingular @ 108' | clearwire @ 87'
Windsor | *** Broad Street | utility pole | Verizon | 26 | small cell | Verizon @ 26'
Windsor | **** Poquonock Avenue | church steeple | St. Joseph's Chuch/Archdiocese of Hartford |  |  | Cingular @ 64'
Windsor | *** Park Avenue | utility pole | Verizon | 27 | small cell | Verizon @ 27'
Windsor | *** Bloomfield Avenue | monopole | Crown Castle | 148 |  | T-Mobile @ 143' | Verizon @ 128' | Sprint @ ? | Cingular/AT&T @ ? | town @ ? | clearwire @ 130'
Windsor | *** Broad St. | monopole | AT&T | 100 | up to 4 equipment cabinets on concrete pad | Cingular @ 104' | Cingular/AT&T @ 91' | T-Mobile @ 94' | MetroPCS @ 74'
Windsor | *** Hayden Station Road | monopole | Crown Castle | 85 |  | T-Mobile @ 75' | Cingular/AT&T @ 98'
Windsor | ** East Wintonbury Avenue | utility pole | Verizon | 32 | small cell | Verizon @ 32'
Windsor | *** Broad Street | utility pole | Verizon | 15 | small cell | Verizon @ 15'
Windsor | *** Pigeon Hill Rd | self-supporting lattice | Cellco/Crown Castle | 160 | (d0058.11) install shelter for permanent generator | Verizon @ 160' | town @ 125/90/75/110' | T-Mobile @ 145' | Cingular @ 169'
Windsor | *** Windsor Ave | power mount | CL&P | 110 | (p0371) PowerMount pole with CL&P trans structure | Sprint @ 123'
Windsor | ** Pine Lane | monopole | Town of Windsor/AT&T | 150 |  | Cingular @ 150' | Nextel @ 80' | town @ 156' | Sprint @ 110'
Windsor | *** Windsor Avenue | utility pole | Verizon | 32 | small cell | Verizon @ 32'
Windsor | *** Park Avenue | utility pole | Verizon | 19 | small cell | Verizon @ 19'
Windsor | *** Prospect Hill Road | monopole | Tarpon Towers | 135 | Docket No. 496 | T-Mobile @ 130'
Windsor | *** Matianuck Ave | monopole | Crown | 100 | d0137.2 | Verizon @ 100' | clearwire @ 85' | AT&T @ 75'
Windsor | *** Poquonock Avenue | utility pole | Verizon | 25 | small cell | Verizon @ 25'
Windsor | *** Windsor Avenue | utility pole | Verizon | 26 | small cell | Verizon @ 26'
Windsor | *** Rainbow Road | monopole | AT&T/Town of Windsor | 101' | carrier AT&T | Cingular @ 93'
Windsor | *** Bloomfield Avenue | small cell | Sanctuary of Faith and Glory Church | 42.5 | p1185 | Verizon @ 47'
Windsor | ** Day Hill Road | monopole | AT&T | 170 |  | Nextel @ 160' | town @ ? | MetroPCS @ 120' | AT&T @ 168'
Windsor | One Griffin Road North | in-building IP access |  |  | The Hartford office building | T-Mobile
Windsor | Park Avenue | utility pole | Verizon | 30 | small cell | Verizon @ 30'
Windsor | Rood Avenue | power mount | CL&P | 148 | (p0590) attach 16' pole mount onto 148' tall transmission structure | T-Mobile @ 164'
Windsor | **** Poquonock Avenue | rooftop cupola | Town of Windsor |  | in school building | T-Mobile @ 55'
Windsor | *** Northfield Drive | in-building IP access |  |  | ING life insurance co. office building | T-Mobile
Windsor | *** East Barber Street | monopole | Amtrak | 120 |  | T-Mobile @ 120'
Windsor Locks | * Bradley International Airport (Sheraton Hotel - Schoephoester Road) | rooftop | Sheraton Hotel/Message Center Management | 102 |  | Verizon @ 43' | T-Mobile @ 101' | Sprint/Nextel @ 122' | Cingular @ 92'
Windsor Locks | **** Old County Circle | monopole | AT&T | 95 |  | Nextel @ 75' | Verizon @ 85' | T-Mobile @ 65'
Windsor Locks | *** Ella Grasso Turnpike | utility pole | Verizon | 22 | small cell | Verizon @ 22'
Windsor Locks | ** Ella Grasso Turnpike | woodpole | AT&T | 34 | Petition No. 1446 | AT&T @35'
Windsor Locks | * Choice Road | utility pole | Verizon | 39 | small cell; adjacent to 295 Ella T. Grasso Tpke/Rt.75 | Verizon @ 39'
Windsor Locks | ** Spring St. | monopole | AT&T | 106 |  | Cingular @ 46' | sri @ 44' | Cingular/AT&T @ 81'
Windsor Locks | *** South Center Street | hotel sign | Cellco/Verizon | 92' | 2 poles, side by side | Verizon @ 66.9'
Windsor Locks | * Volunteer Road | self-supporting lattice | Message Center Mngmt | 195 | add 2 Nortel S8000 cabinets to one existing; AT&T on @ 110', Fire Dept on @ 180' | Sprint @ 115' | T-Mobile @ 133' | Cingular/AT&T @ 164' | town fd @ 180' | Sprint @ 120'
Windsor Locks | ** King Spring Rd | self-supporting lattice | King Spring Road LLC | 100 | (d041) up to 4 equipment cabinets on concrete pad | continental catv @ 100' | Cingular/AT&T @ 100'
Windsor Locks | Murphy Bldg Airport (Troop W) | building mount | DPS | 60 | total 13 antennas on 20' mast on top of building | dps @ 58'
Windsor Locks | South Main Street | monopole | Amtrak | 150' |  | T-Mobile @ 150'
Wolcott | ** Kenea Ave | monopole | Town of Wolcott | 120 |  | MetroPCS @ 100'
Wolcott | **** Wolcott Road | self-supporting lattice | General Communicaions | 180 |  | T-Mobile @ 160'
Wolcott | **** Wolcott Road | self-supporting lattice | American Tower | 180 |  | Verizon @ 135'
Wolcott | **** Wolcott Road | self-supporting lattice | AAT Communications | 350 | Install radio equipment within existing shelter | Nextel @ 200' | Cingular @ 185' | clearwire @ 212' | MetroPCS @ 222' | Dish @ 341'
Wolcott | Parcel No. ***-*-*B, south of Chestnut Hill Road | monopole | Verizon | 120 | Docket No494 | Verizon @ 116'
Wolcott | **** Wolcott Road | self-supporting lattice |  | 113' | carrier: AT&T Sub Carrier Communications, Inc.
Wolcott | *** County Road | guyed lattice | InSite Towers | 347 | GPS antenna at 70' | Sprint @ 200' | T-Mobile @ 180'
Wolcott | *** Nichols Road | monopole | Town of Wolcott | 100
Wolcott | *** East Street | self-supporting lattice | Crown | 180 | d0056.7 | Verizon @ 180' | Cingular @ 160' | T-Mobile @ 190'
Wolcott | *** Central Avenue | monopole | Town of Wolcott | 120
Wolcott | ** North Street | self-supporting lattice | Town of Wolcott | 120
Wolcott | Andrews Rd. | self-supporting lattice | AT&T | 80 | (p0067) GPS @ 15'; 2 Nortel S1200 cabinets | Cingular @ 80' | T-Mobile @ 76'
Wolcott | East St. & Rt. *** intersection | self-supporting lattice | DPS | 120 | replace existing tower w/ new tower, total 13 antennas | dps @ 120'
Woodbridge | * Country Club Road | power mount | CL&P (pole # 24092) | 160.5 |  | T-Mobile @ 158'
Woodbridge | ** Meetinghouse Lane | tower | Town of Woodbridge | 91 |  | AT&T @ 64'
Woodbridge | **** Litchfield Turnpike | rooftop |  |  |  | Sprint @ 47'
Woodbridge | **** Litchfield Turnpike | monopole | AT&T | 170 | d0388 | AT&T @ 167'
Woodbridge | * Meetinghouse Lane | steeple | Town of Woodbridge | 105 |  | T-Mobile @ 102'
Woodbridge | ** Woodfield Road | monopole |  |  |  | Cingular @ 98' | Verizon @ 90'
Woodbridge | ** Pease Road | monopole | American Tower | 155 | d0044.6 | Cingular @ 153' | MetroPCS @ 130' | Verizon @ 120'
Woodbridge | ** Acorn Hill Road | tower | Town of Woodbridge | 109
Woodbridge | Park Lane | wood utility pole | UI | 79 | (p0437) replace 30' wood utility pole with 79' wood utility pole | ui @ 79'
Woodbridge | **** Johnson Road at Oak Lane Country Club(* Country Club Road) | power mount | CL&P | 81 | (p0404) 60"x7"(dia.) antenna mounted on structure 7284 | T-Mobile @ 88'
Woodbridge | **** Johnson Rd/**** Racebrook Road | monopole | Crown Castle | 150 |  | town @ 150' | Nextel @ 117' | Verizon @ 127' | Cingular @ 102' | T-Mobile @ 138'
Woodbury | **** Main Street North | monopole | Crown Castle | 160 | convert ground equipment from AT&T to Alltel signals | Cingular/AT&T @ 130' | Nextel @ 140' | Verizon @ 150' | Cingular @ 120'
Woodbury | *** Minortown Road | monopole | Crown Castle | 100 | d0235/p0678 | Sprint @ 100' | Verizon @ 110' | Cingular @ 80'/213'
Woodbury | *** Good Hill Road | monopole | Verizon | 150 | d0183 | Cingular/AT&T @ 148' | Verizon @ 134' | Cingular @ 124'
Woodbury | ** Paper Mill Road | monopole | Cingular (AT&T) | 150 | d0375 | Cingular (AT&T) @ 147'
Woodbury | *** Great Hollow Road | monopole | Crown Castle | 140 | (d0236/p0677) change ground equipment to convert AT&T antennas to Alltel | Sprint @ 110' | Cingular @ 140' | Verizon @ 130' | Nextel @ 120' | T-Mobile @ 88'
Woodstock | **** Route *** | self-supporting lattice | George Davis | 180 |  | Verizon @ 177'
Woodstock | *** Coatney Hill Road | monopole | SBA | 190 |  | Cingular @ 188' | T-Mobile @ 178' | Verizon @ 167' | DRW @157'
Woodstock | *** Norwich Worcester Tpke, Woodstock fairgrounds | wood utility pole | Verizon | 30 | p1119: replace existing utility poles with new poles for 3 "small cell" antenna sites | Verizon @ 30'
Woodstock | ** North Gate Road | woodpole | AT&T | 34 | Petition No. 1449 | AT&T @ 32'
Woodstock | ** Sherman Road | monopole | Verizon | 140 | d0369 | Verizon @ 137'
Woodstock | *** Prospect Street | monopole | Verizon | 160 | d0397 | Verizon @ 160'
Woodstock | ** West Quassett Rd. | monopole | Quasset Hill Farm LLC/Cellco | 150 | d0415; replaces ssl tower listed at same address | Verizon @ 147' | AT&T @ 138'
Woodstock | Eastford Road (Route ***) | self-supporting lattice | George Davis | 180 |  | Verizon @ 177'
Woodstock | Perrin Rd | guyed lattice | Tele-Media | 80 | (d043.5/p0142) Add 20' to an existing 60' tower | tele-media @ 75'
Woodstock | Route *** | monopole | American Towers LLC | 150 | d0423 | AT&T @ 147' | verizon @ 95'
Note on H611: Ifeanyi Nwankwo: AT&T approved in TS-055-140128 on 02/21/14 completion extension requested twice(expired June 2016) but no notice for completion has been submitted since 2014