## Sheet1
Last Update - 01/03/25
Docket/Petition Number | Town | Address | User | Structure Owner | Twr Type | Ant Height | Twr Height | 5G Services | Backup power type | Backup power size/duration
| Andover | *** Bunker Hill Road | Sprint | Nextel | monopole | 168 | 180
| Andover | *** Bunker Hill Road | SNET | Nextel | monopole | 137 | 180
| Andover | *** Bunker Hill Road | VoiceStream | Nextel | monopole | 148 | 180
| Andover | *** Bunker Hill Road | AT&T | American Tower | monopole | 127 | 180
| Andover | *** Bunker Hill Road | SNET/Cingular | American Tower | monopole | 137 | 180
| Andover | *** Bunker Hill Road | T-Mobile | Nextel | monopole | 148 | 180
| Andover | *** Bunker Hill Road | Verizon | American Tower | monopole | 158 | 180
| Andover | *** Bunker Hill Road | Cingular/AT&T | American Tower | monopole | 127 | 180
| Andover | *** Bunker Hill Road | Cingular | American Tower | monopole | 137 | 180
| Andover | *** Bunker Hill Road | Verizon | American Tower | monopole | 158 | 180
| Andover | *** Bunker Hill Road | AT&T | American Tower | monopole | 137 | 180
| Andover | *** Bunker Hill Road | AT&T | American Tower | monopole |  | 180 |  | diesel generator
| Andover | *** Bunker Hill Road | American Tower | American Tower | monopole |  | 180 |  | diesel generator
| Andover | *** Bunker Hill Road | T-Mobile | American Tower | monopole | 148 | 178
| Andover | *** Bunker Hill Road | Verizon | American Tower | monopole | 158 | 180
| Andover | *** Bunker Hill Road | Sprint | American Tower | monopole | 168 | 180
| Andover | *** Bunker Hill Road | Sprint | American Tower | monopole | 168 | 180
| Andover | *** Bunker Hill Road | T-Mobile | American Tower | monopole | 148 | 178
| Andover | *** Bunker Hill Road | AT&T | American Tower | monopole | 137 | 178
| Andover | *** Bunker Hill Road | DISH | American Tower | monopole | 124 | 178 | yes
Docket No. 242 | Andover | *** Jonathan Trumbull Highway | AT&T | AT&T | monopole | 150 | 150
| Andover | *** Jonathan Trumbull Highway | Pocket (now MetroPCS) | AT&T | monopole | 130 | 150
| Andover | *** Jonathan Trumbull Highway | Cingular | AT&T | monopole | 150 | 150
| Andover | *** Jonathan Trumbull Highway | AT&T | AT&T | monopole | 149 | 150
| Andover | *** Jonathan Trumbull Highway | T-Mobile | Crown Castle | monopole | 140 | 150
Sub-petition 1133 | Andover | *** Jonathan Trumbull Highway | Verizon | Crown Castle | monopole | 130 | 150 |  | diesel generator | 30-kW
| Andover | *** Jonathan Trumbull Highway | T-Mobile | Crown Castle | monopole | 140 | 150
| Andover | *** Jonathan Trumbull Highway | Verizon | Crown Castle | monopole | 130 | 150 |  | diesel generator | 30-kilowatt
Docket No. 242 MTR | Andover | *** Jonathan Trumbull Highway | AT&T | Crown Castle | monopole
| Andover | *** Jonathan Trumbull Highway | Dish | Crown Castle | monopole | 120 | 150 | yes
| Andover | *** Jonathan Trumbull Highway | Verizon | Crown Castle | monopole | 130 | 150
| Andover | *** Jonathan Trumbull Highway | AT&T | Crown Catle | monopole |  | 150 |  | diesel generator | 30-kilowatt
Petition No. 665 | Andover | Hebron Road | AT&T | CL&P | utility pole | 80 | 82
Docket No. 340 | Ansonia | * Deerfield Lane | T-Mobile | Optasite | monopole | 167 | 169
Docket No. 340 | Ansonia | * Deerfield Lane | Verizon | Optasite | monopole | 157 | 169
| Ansonia | * Deerfield Lane | Cingular | Optasite | monopole | 147 | 169
| Ansonia | * Deerfield Lane |  | SBA | monopole |  | 169
| Ansonia | * Deerfield Lane | Pocket (now MetroPCS) | SBA | monopole | 137 | 169
| Ansonia | * Deerfield Lane | T-Mobile | SBA | monopole | 167 | 169
| Ansonia | * Deerfield Lane | Verizon | SBA | monopole | 167 | 169 |  | propane generator
| Ansonia | * Deerfield Lane | Clearwire | SBA | monopole | 127 | 169
| Ansonia | * Deerfield Lane | Verizon | SBA | monopole | 157 | 169
| Ansonia | * Deerfield Lane | AT&T | SBA | monopole | 148 | 169
| Ansonia | * Deerfield Lane | T-Mobile | SBA | monopole | 167 | 169
| Ansonia | * Deerfield Lane | AT&T | SBA | monopole |  | 169 |  | propane generator
| Ansonia | * Deerfield Lane | Verizon | SBA | monopole | 157 | 169
| Ansonia | * Deerfield Lane | Verizon | SBA | monopole | 157 | 169
| Ansonia | * Deerfield Lane | T-Mobile | SBA | monopole | 167 | 169
| Ansonia | * Deerfield Lane | AT&T | SBA | monopole | 148 | 169
| Ansonia | * Deerfield Lane | AT&T | SBA | monopole | 148 | 169
| Ansonia | * Deerfield Lane | Sprint | SBA | monopole | 127 | 169
| Ansonia | * Deerfield Lane | AT&T | SBA | monopole | 148 | 169
| Ansonia | * Deerfield Lane | T-Mobile | SBA | monopole | 167 | 169
| Ansonia | * Deerfield Lane | Dish | SBA | monopole | 117 | 169
| Ansonia | * Deerfield Lane | T-Mobile | SBA | monopole | 167 | 169
| Ansonia | * Deerfield Lane | Verizon | SBA | monopole | 157 | 169
| Ansonia | ** Birchwood Drive | Pocket (now MetroPCS) | Radio Comm. Corp | guyed-lattice | 55.5 | 60
| Ansonia | ** Birchwood Drive | MetroPCS | Radio Comm. Corp | guyed-lattice | 51 | 60
| Ansonia | ** Birchwood Drive | MetroPCS | Radio Comm. Corp | guyed-lattice | 56 | 60
| Ansonia | *** Wakelee Avenue | Sprint | Nextel | self-support lattice | 184 | 196
| Ansonia | *** Wakelee Avenue | SNET | American Tower | self-support lattice | 168 | 196
| Ansonia | *** Wakelee Avenue | AT&T Wireless | American Tower | self-support lattice | 158 | 196
| Ansonia | *** Wakelee Avenue | Verizon | American Tower | self-support lattice | 178 | 196 |  | diesel generator
| Ansonia | *** Wakelee Avenue | AT&T Wireless | American Tower | self-support lattice | 158 | 196
| Ansonia | *** Wakelee Avenue | SNET/Cingular | American Tower | self-support lattice | 167 | 196
| Ansonia | *** Wakelee Avenue | T-Mobile | American Tower | self-support lattice | 148 | 196
| Ansonia | *** Wakelee Avenue | Verizon | American Tower | self-support lattice | 178 | 196
| Ansonia | *** Wakelee Avenue | Cingular/AT&T | American Tower | self-support lattice | 158 | 196
| Ansonia | *** Wakelee Avenue | Cingular | American Tower | self-support lattice | 167 | 196
| Ansonia | *** Wakelee Avenue | Sprint Nextel | American Tower | self-support lattice | 194 | 196
| Ansonia | *** Wakelee Avenue | T-Mobile | American Tower | self-support lattice | 148 | 196
| Ansonia | *** Wakelee Avenue | Verizon | American Tower | self-support lattice | 178 | 196
| Ansonia | *** Wakelee Avenue | Clearwire | American Tower | self-support lattice | 194 | 196
| Ansonia | *** Wakelee Avenue | AT&T | American Tower | self-support lattice | 167 | 196
| Ansonia | *** Wakelee Avenue | Verizon | American Tower | self-support lattice | 179 | 196
| Ansonia | *** Wakelee Avenue | Sprint | American Tower | self-support lattice | 184.5 | 196
| Ansonia | *** Wakelee Avenue | T-Mobile | American Tower | self-support lattice | 148 | 196
| Ansonia | *** Wakelee Avenue | Verizon | American Tower | self-support lattice | 179 | 196
| Ansonia | *** Wakelee Avenue | Verizon | American Tower | self-support lattice | 177 | 196
| Ansonia | *** Wakelee Avenue | Sprint | American Tower | self-support lattice | 183 | 196
| Ansonia | *** Wakelee Avenue | T-Mobile | American Tower Corporation | self-support lattice | 148 | 198
| Ansonia | *** Wakelee Avenue | AT&T | American Tower Corporation | self-support lattice | 167 | 196
| Ansonia | *** Wakelee Avenue | AT&T | American Tower Corporation | self-support lattice | 167 | 196
| Ansonia | *** Wakelee Avenue | Verizon | American Tower Corporation | self-support lattice | 177 | 196
| Ansonia | *** Wakelee Avenue | AT&T | American Tower Corporation | self-support lattice | 167 | 196
| Ansonia | *** Wakelee Avenue | AT&T | American Tower Corporation | self-support lattice | 167 | 196
| Ansonia | *** Wakelee Avenue | Verizon | American Tower Corporation | self-support lattice | 177 | 196
| Ansonia | *** Wakelee Avenue | T-Mobile | American Tower Corporation | self-support lattice | 148 | 196
| Ansonia | *** Wakelee Avenue | T-Mobile | American Tower Corporation | self-support lattice | 148 | 196
| Ansonia | *** Wakelee Avenue | Dish | American Tower Corporation | self-support lattice | 115 | 196 | yes
Petition No. 437 | Ansonia | ** Pulaski Highway | UI | UI | wood utility pole | 79 | 79
Docket No. 239 | Ashford | ***-*** Ashford Center Road | T-Mobile | Tower Ventures | monopole | 177 | 180
Docket No. 239 | Ashford | ***-*** Ashford Center Road | AT&T | Tower Ventures | monopole | 167 | 180
| Ashford | ***-*** Ashford Center Road | Cingular | SBA Infrastucture | monopole | 167 | 180
| Ashford | ***-*** Ashford Center Road |  | SBA Infrastucture | monopole |  | 180
| Ashford | ***-*** Ashford Center Road | AT&T | SBA Infrastucture | monopole | 167 | 180
| Ashford | ***-*** Ashford Center Road | AT&T | SBA Infrastucture | monopole |  | 180 |  | diesel generator
| Ashford | ***-*** Ashford Center Road | AT&T | SBA Infrastucture | monopole | 167 | 180
Docket No. 341 | Ashford | *** Ashford Center Road | Verizon | Verizon | monopole | 120 | 120
| Ashford | *** Ashford Center Road | Verizon | Verizon | monopole | 120 | 120
| Ashford | *** Ashford Center Road | Verizon | American Tower Corporation | monopole | 120 | 120
| Ashford | *** Ashford Center Road | Verizon | American Tower Corporation | monopole | 120 | 120
| Ashford | *** Ashford Center Road | T-Mobile | American Tower Corporation | monopole | 157 | 120 |  | diesel generator | 25-kilowatt
| Ashford | ** Seles Road | SCLP | Raymond Baker | guyed-lattice | 160 | 190
| Ashford | ** Seles Road | Verizon | Raymond Baker | guyed-lattice | 190 | 190 |  | diesel generator
| Ashford | ** Seles Road | Verizon | Raymond Baker | guyed-lattice | 190 | 190 |  | diesel generator
| Ashford | ** Seles Road | AT&T | Raymond Baker | guyed-lattice | 140 | 190
| Ashford | ** Seles Road | Cingular | Raymond Baker | guyed-lattice | 140 | 190
| Ashford | ** Seles Road | Verizon | Cordless Data Transfer | guyed-lattice | 190 | 190
| Ashford | ** Seles Road | AT&T | Cordless Data Transfer | guyed-lattice | 138 | 190
| Ashford | ** Seles Road | Sprint | Cordless Data Transfer | guyed-lattice | 170 | 190
| Ashford | ** Seles Road | Verizon | Cordless Data Transfer | guyed-lattice | 190 | 190
| Ashford | ** Seles Road | Sprint | Cordless Data Transfer | guyed-lattice | 170 | 190
| Ashford | ** Seles Road | AT&T | Cordless Data Transfer | guyed-lattice | 138 | 190 |  | diesel generator | 30-kilowatt
| Ashford | ** Seles Road | AT&T | Cordless Data Transfer | guyed-lattice |  |  |  | diesel generator | 30-kilowatt
| Ashford | ** Janoski Road | Omni | Sprint | self-support lattice | 151.8 | 190
| Ashford | ** Janoski Road | SCLP | Sprint | self-support lattice | 140 | 190
| Ashford | ** Janoski Road | Verizon | Sprint | self-support lattice | 180 | 192 |  | diesel generator
| Ashford | ** Janoski Road | AT&T | Sprint | self-support lattice | 160 | 190
| Ashford | ** Janoski Road | SNET/Cingular | Sprint | self-support lattice | 140 | 190
| Ashford | ** Janoski Road | T-Mobile | Sprint | self-support lattice | 151.8 | 190
| Ashford | ** Janoski Road | Cingular/AT&T | Sprint | self-support lattice | 160 | 190
| Ashford | ** Janoski Road | Cingular | Sprint | self-support lattice | 140 | 190
| Ashford | ** Janoski Road | Verizon | Sprint | self-support lattice | 180 | 190
| Ashford | ** Janoski Road | Verizon | Sprint | self-support lattice | 180 | 190
| Ashford | ** Janoski Road | MetroPCS | Crown Castle | self-support lattice | 160 | 190
| Ashford | ** Janoski Road | AT&T | Crown Castle | self-support lattice | 141 | 190
| Ashford | ** Janoski Road | Sprint | Crown Castle | self-support lattice | n/a | 190
| Ashford | ** Janoski Road | AT&T | Crown Castle | self-support lattice | n/a | 190 |  | diesel generator
| Ashford | ** Janoski Road | T-Mobile | Crown Castle | self-support lattice | 151 | 192
| Ashford | ** Janoski Road | Verizon | Crown Castle | self-support lattice | 180 | 192
| Ashford | ** Janoski Road | Verizon | Crown Castle | self-support lattice | 180 | 192
| Ashford | ** Janoski Road | Sprint | Crown Castle | self-support lattice | 192 | 190
| Ashford | ** Janoski Road | T-Mobile | Crown Castle | self-support lattice | 153 | 192
| Ashford | ** Janoski Road | T-Mobile | Crown Castle | self-support lattice | 153 | 192
| Ashford | ** Janoski Road | AT&T | Crown Castle | self-support lattice | 140 | 192
| Ashford | ** Janoski Road | Verizon | Crown Castle | self-support lattice | 180 | 192
| Ashford | ** Janoski Road | DISH | Crown Castle | self-support lattice | 130 | 192 | yes
Docket No. 43 | Ashford | *** Pumpkin Hill Road | Tele-Media | Tele-Media | guyed-lattice | 295 | 300
| Ashford | *** Pumpkin Hill Road | SNET/SCLP | Tele-Media | guyed-lattice | 204 | 300
| Ashford | *** Pumpkin Hill Road | Conn2RSA (Verizon predecessor) | Tele-Media | guyed-lattice | 233 | 300
| Ashford | *** Pumpkin Hill Road | Crown Media | Crown Media | guyed-lattice |  | 300
| Ashford | *** Pumpkin Hill Road | Charter Comm. | Charter Comm. | guyed-lattice
| Ashford | *** Pumpkin Hill Road | Verizon | Charter Communications | guyed-lattice | 240 | 300
| Ashford | *** Pumpkin Hill Road | Verizon | Charter Communications | guyed-lattice | 240 | 300
| Ashford | *** Pumpkin Hill Road | Cingular | Charter Communications | guyed-lattice | 225 | 300
| Ashford | *** Pumpkin Hill Road | AT&T | Charter Communications | guyed-lattice | 197.5 | 300
| Ashford | *** Pumpkin Hill Road | Verizon | Charter Communications | guyed-lattice | 240, 248 | 300
| Ashford | *** Pumpkin Hill Road |  | Verizon | guyed-lattice |  | 300
Petition No 1121 | Ashford | *** Pumpkin Hill Road | Verizon | Verizon | self-support lattice | 240 | 240 |  | diesel generator
| Ashford | *** Pumpkin Hill Road | AT&T | Verizon | self-support lattice | 196 | 240
| Ashford | *** Pumpkin Hill Road | AT&T | American Tower | self-support lattice | 198 | 240
| Ashford | *** Pumpkin Hill Road | AT&T | American Tower | self-support lattice |  |  |  | diesel generator | 30-kilowatt
| Ashford | *** Pumpkin Hill Road | T-Mobile | American Tower | self-support lattice | 214 | 240 | yes | diesel generator | 48-kilowatt
| Ashford | *** Pumpkin Hill Road | AT&T | American Tower | self-support lattice | 204 | 240 | yes
Docket No. 291 | Ashford | ** Knowlton Hill Road | AT&T | Tower Ventures | monopole |  | 150
| Ashford | ** Knowlton Hill Road | New Cingular | Tower Ventures | monopole | 137 | 150
| Ashford | ** Knowlton Hill Road | Verizon | National Grid | monopole | 127 | 150
| Ashford | ** Knowlton Hill Road |  | National Grid | monopole |  | 150
| Ashford | ** Knowlton Hill Road | Verizon | SBA | monopole | 129 | 150
| Ashford | ** Knowlton Hill Road | AT&T | SBA | monopole | 137 | 150
| Ashford | ** Knowlton Hill Road | AT&T | SBA | monopole |  | 150 |  | diesel generator
| Ashford | ** Knowlton Hill Road | T-Mobile | SBA | monopole | 147 | 150
| Ashford | ** Knowlton Hill Road | T-Mobile | SBA | monopole | 147 | 150 | yes
| Ashford | ** Knowlton Hill Road | Verizon | SBA | monopole | 129 | 150
| Ashford | *** Fitts Road | AT&T | SBA | monopole |  | 176
| Avon | ** Redwood Lane | VoiceStream | SBA | monopole | 106 | 105
| Avon | ** Redwood Lane | AT&T | SBA | monopole | 100 | 105
| Avon | ** Redwood Lane | T-Mobile | SBA | monopole | 106 | 105
| Avon | ** Redwood Lane | Cingular | SBA | monopole | 97 | 105
| Avon | ** Redwood Lane | Cingular | SBA | monopole |  | 105
| Avon | ** Redwood Lane | Pocket (now MetroPCS) | SBA | monopole | 77 | 105
| Avon | ** Redwood Lane | T-Mobile | SBA | monopole | 106 | 105
| Avon | ** Redwood Lane | Clearwire | SBA | monopole | 91 | 105
| Avon | ** Redwood Lane | AT&T | SBA | monopole | 100 | 105
| Avon | ** Redwood Lane | Sprint | SBA | monopole | 87 | 105
| Avon | ** Redwood Lane | MetroPCS | SBA | monopole |  | 105
| Avon | ** Redwood Lane | T-Mobile | SBA | monopole | 106 | 105
| Avon | ** Redwood Lane | Sprint | SBA | monopole | 87 | 105
| Avon | ** Redwood Lane | T-Mobile | SBA | monopole | top | 105
| Avon | ** Redwood Lane | T-Mobile | SBA | monopole | 105 | 105
| Avon | ** Redwood Lane | T-Mobile | SBA | monopole | 106 | 105
| Avon | ** Redwood Lane | AT&T | SBA | monopole | 100 | 105
| Avon | ** Redwood Lane | DISH | SBA | monopole | 65 | 105 | yes
Petition No. 1334 | Avon | *** Simsbury Road | Verizon | Verizon | sc | 48 | 44
Docket No. 373 (373A) | Avon | *** Lovely Street | AT&T (Cingular) | AT&T | monopole | 98 | 109
Docket No. 373 | Avon | *** Lovely Street | Pocket (now MetroPCS) | AT&T | monopole | 88 | 109
| Avon | *** Lovely Street | MetroPCS | AT&T | monopole | 83 | 109
| Avon | *** Lovely Street | AT&T | AT&T | monopole | 91, 99, 107 | 109
| Avon | *** Lovely Street | MetroPCS (T-Mobile) | AT&T | monopole | 75 | 109
Petition No. 1569 | Avon | *** Lovely Street | DISH | AT&T | monopole | 60, 67 | 109 | yes
| Avon | *** Lovely Street | AT&T | AT&T | monopole | 91, 99, 107 | 109 | yes
Docket No. 297 | Avon | *** Huckleberry Hill Road | Sprint | Sprint | monopole | 100 | 100
| Avon | *** Huckleberry Hill Road | Cingular | Sprint | monopole | 90 | 100
| Avon | *** Huckleberry Hill Road | Pocket (now MetroPCS) | Sprint | monopole | 80 | 100
| Avon | *** Huckleberry Hill Road |  | TowerCo, LLC | monopole |  | 100
| Avon | *** Huckleberry Hill Road | AT&T | SBA | monopole | 90 | 100
| Avon | *** Huckleberry Hill Road | Sprint | SBA | monopole | 100 | 100
| Avon | *** Huckleberry Hill Road | AT&T | SBA | monopole |  | 100 |  | diesel generator
| Avon | *** Huckleberry Hill Road | T-Mobile(MetroPCS) | SBA | monopole | 80 | 100
| Avon | *** Huckleberry Hill Road | Sprint | SBA | monopole | 100 | 100
| Avon | *** Huckleberry Hill Road | AT&T | SBA | monopole | 90 | 100
| Avon | *** Huckleberry Hill Road | T-Mobile | SBA | monopole | 80 | 100 | yes
Petition No. 1547 | Avon | *** Huckleberry Hill Road | Verizon | SBA | monopole | 110 | 130
Petition No. 1547 | Avon | *** Huckleberry Hill Road | Town of Avon | SBA | Monopole | 130 | 130 |  | diesel generator | 40-KILOWATT
Petition No. 1547 | Avon | *** Huckleberry Hill Road | Sprint | DECOMMISSIONED
Petition No. 1547 | Avon | *** Huckleberry Hill Road | T-Mobile | SBA | monopole | 80 | 130
Petition No. 1547 | Avon | *** Huckleberry Hill Road | AT&T | SBA | monopole | 90 | 130
| Avon | *** Huckleberry Hill Road | DISH | SBA | monopole | 70 | 130 | yes
| Avon | *** Huckleberry Hill Road | AT&T | SBA | monopole |  | 130 |  | diesel generator | 50-kilowatt
| Avon | *** Deercliff Road | Nextel | Pinnacle Towers Inc. | guyed-lattice | 260 | 560
| Avon | *** Deercliff Road | VoiceStream | Pinnacle Towers Inc. | guyed-lattice | 250 | 560
| Avon | *** Deercliff Road | Marcus | Pinnacle Towers Inc. | guyed-lattice | 280, 137, 134, 131 | 560
| Avon | *** Deercliff Road | Marcus | Pinnacle Towers Inc. | guyed-lattice | 280 | 560
| Avon | *** Deercliff Road | T-Mobile | Pinnacle Towers Inc. | guyed-lattice | 250 | 560
| Avon | *** Deercliff Road | Pocket (now MetroPCS) | Pinnacle Towers Inc. | guyed-lattice | 214 | 560
| Avon | *** Deercliff Road | T-Mobile | Pinnacle Towers Inc. | guyed-lattice | 240 | 560
| Avon | *** Deercliff Road | Lightsquared | Crown Castle | guyed-lattice | 557 | 560
| Avon | *** Deercliff Road | AT&T | Crown Castle | guyed-lattice | 200 | 560 |  | diesel generator
| Avon | *** Deercliff Road | AT&T | Crown Castle | guyed-lattice | 200 | 560
| Avon | *** Deercliff Road | T-Mobile | Crown Castle | guyed-lattice | 240 | 560
| Avon | *** Deercliff Road | T-Mobile | Crown Castle | guyed-lattice | 240 | 560
| Avon | *** Deercliff Road | DISH | Crown Castle | guyed-lattice | 202 | 560 | yes
Petititon No. 1532 | Avon | *** Deercliff Road | T-Mobile | Crown Castle | guyed-lattice
| Avon | *** Deercliff Road | DISH | Crown Castle | guyed-lattice | 202 | 560 | yes
| Avon | ** Montevideo Road | T-Mobile | Message Center Mgmt | self-support lattice | 147 | 150
| Avon | ** Montevideo Road | Sprint | Message Center Mgmt | self-support lattice | 86 | 150
| Avon | ** Montevideo Road | Verizon | Message Center Mgmt | self-support lattice |  | 150 |  | propane generator
| Avon | ** Montevideo Road | T-Mobile | Message Center Mgmt | self-support lattice | 136 | 150
| Avon | ** Montevideo Road | T-Mobile | Message Center Mgmt | self-support lattice | 136 | 150
| Avon | ** Montevideo Road | Sprint | Message Center Mgmt | self-support lattice | 147 | 150
| Avon | ** Montevideo Road | Sprint | Message Center Mgmt | self-support lattice | 147 | 150
| Avon | ** Montevideo Road | T-Mobile | Message Center Mgmt | self-support lattice | 136 | 150
| Avon | ** Montevideo Road | T-Mobile | Message Center Mgmt | self-support lattice | 136 | 150
| Avon | ** Montevideo Road | Sprint | Message Center Mgmt | self-support lattice | 147 | 150
| Avon | ** Montevideo Road | T-Mobile | Message Center Mgmt | self-support lattice | 136 | 150
| Avon | ** Montevideo Road | T-Mobile | Message Center Mgmt | self-support lattice | 136 | 150
Docket No. 387 | Barkhamsted | ** Gavitt Road | AT&T | SBA | monopole | 167 | 170
Docket No. 387 | Barkhamsted | ** Gavitt Road | Verizon | SBA | monopole | 157 | 170
| Barkhamsted | ** Gavitt Road | AT&T | SBA | monopole | 167 | 170
| Barkhamsted | ** Gavitt Road | Verizon | SBA | monopole | 157 | 170
| Barkhamsted | ** Gavitt Road | AT&T | SBA | monopole | 167 | 170
| Barkhamsted | ** Gavitt Road | T-Mobile | SBA | monopole | 147 | 170 | yes | diesel generator | 48-kilowatt
Docket No. 305 | Barkhamsted | * Old Farm Road | Verizon | Verizon | monopole | 145 | 145
Docket No. 305 | Barkhamsted | * Old Farm Road | New Cingular | Verizon | monopole | 135 | 145
| Barkhamsted | * Old Farm Road | Verizon | Verizon | monopole | 145 | 145
| Barkhamsted | * Old Farm Road | T-Mobile | Verizon | monopole | 124 | 145
| Barkhamsted | * Old Farm Road | Pocket (now MetroPCS) | Verizon | monopole | 115 | 145
| Barkhamsted | * Old Farm Road | Verizon | Verizon | monopole | 145 | 145
| Barkhamsted | * Old Farm Road | AT&T | Verizon | monopole | 135 | 145
| Barkhamsted | * Old Farm Road | T-Mobile | Verizon | monopole | 125 | 145
| Barkhamsted | * Old Farm Road | T-Mobile | Verizon | monopole | 125 | 145
| Barkhamsted | * Old Farm Road | T-Mobile | Verizon | monopole | 125 | 145
| Barkhamsted | * Old Farm Road | American Tower Corporation | Verizon | monopole |  |  |  | diesel generator | 50-kilowatt
| Barkhamsted | * Old Farm Road | AT&T | Verizon | monopole | 135 | 145
| Barkhamsted | * Old Farm Road | Verizon | Verizon | monopole | 145 | 145
| Barkhamsted | * Old Farm Road | T-Mobile | Verizon | monopole | 125 | 145 | yes
Docket No. 182 | Barkhamsted | ** New Hartford Road | Nextel | Litchfield Acquisition Corp dba AT&T | monopole | 127 | 120
Docket No. 182 | Barkhamsted | ** New Hartford Road | AT&T | Litchfield Acquisition Corp dba AT&T | monopole | 120 | 120
Docket No. 182 | Barkhamsted | ** New Hartford Road | SCLP | Litchfield Acquisition Corp dba AT&T | monopole | 110 | 120
| Barkhamsted | ** New Hartford Road | AT&T Wireless | Litchfield Acquisition Corp dba AT&T | monopole | 120 | 110
| Barkhamsted | ** New Hartford Road | SCLP | Litchfield Acquisition Corp dba AT&T | monopole | 110 | 120
| Barkhamsted | ** New Hartford Road | AT&T | Litchfield Acquisition Corp dba AT&T | monopole | 120 | 120
Docket No. 182A | Barkhamsted | ** New Hartford Road | Sprint | Litchfield Acquisition Corp dba AT&T | monopole | 144 | 144
| Barkhamsted | ** New Hartford Road | SNET/Cingular | Litchfield Acquisition Corp dba AT&T | monopole | 114 | 144
| Barkhamsted | ** New Hartford Road | AT&T | Litchfield Acquisition Corp dba AT&T | monopole |  | 144
| Barkhamsted | ** New Hartford Road | Verizon | Litchfield Acquisition Corp dba AT&T | monopole | 104 | 144
| Barkhamsted | ** New Hartford Road |  | ALLTEL NewCo LLC | monopole |  | 144
| Barkhamsted | ** New Hartford Road |  | Verizon | monopole |  | 144
| Barkhamsted | ** New Hartford Road | Verizon | Verizon | monopole | 133 | 144
| Barkhamsted | ** New Hartford Road | T-Mobile | Verizon | monopole | 101.5 | 144
| Barkhamsted | ** New Hartford Road | Pocket (now MetroPCS) | Verizon | monopole | 93 | 144
| Barkhamsted | ** New Hartford Road | Cingular | Verizon | monopole | 114 | 144
| Barkhamsted | ** New Hartford Road | Verizon | Verizon | monopole | 133 | 144
| Barkhamsted | ** New Hartford Road | AT&T | Verizon | monopole | 114 | 144
| Barkhamsted | ** New Hartford Road | Sprint | Verizon | monopole | 144 | 144
| Barkhamsted | ** New Hartford Road | AT&T | Verizon | monopole |  | 144 |  | diesel generator
| Barkhamsted | ** New Hartford Road | T-Mobile | Verizon | monopole | 101 | 144
| Barkhamsted | ** New Hartford Road | Sprint | Verizon | monopole | 140 | 144
| Barkhamsted | ** New Hartford Road | T-Mobile | Verizon | monopole | 102 | 144
| Barkhamsted | ** New Hartford Road | Verizon | American Tower | monopole | 131 | 144
| Barkhamsted | ** New Hartford Road | American Tower Corporation | Verizon |  |  |  |  | diesel generator | 50-kilowatt
| Barkhamsted | ** New Hartford Road | American Tower Corporation | AT&T | monopole | 117 | 144
| Beacon Falls | *** Lopus Road | New Cingular | Beacon Falls | monopole | 145 | 150
| Beacon Falls | *** Lopus Road | T-Mobile | Beacon Falls | monopole | 135 | 150
| Beacon Falls | *** Lopus Road | Pocket (now MetroPCS) | Beacon Falls | monopole | 125 | 150
| Beacon Falls | *** Lopus Road | T-Mobile | Beacon Falls | monopole | 135 | 150
| Beacon Falls | *** Lopus Road | AT&T | Beacon Falls | monopole | 145.5 | 150
| Beacon Falls | *** Lopus Road | T-Mobile | Beacon Falls | monopole | 135 | 150
| Beacon Falls | *** Lopus Road | AT&T | American Tower | monopole | 146 | 150
Sub-petition No. 1133 | Beacon Falls | *** Lopus Road | Verizon | American Tower | monopole | 115 | 150 |  | propane generator | 15kW
| Beacon Falls | *** Lopus Road | Verizon | American Tower | monopole | 115 | 150
| Beacon Falls | *** Lopus Road | T-Mobile | American Tower | monopole | 135 | 150
| Beacon Falls | *** Lopus Road | DISh | American Tower | monopole | 105 | 150 | yes
Petition No. 1530 | Beacon Falls | *** Lopus Road | ATC | American Tower | monopole
Petition No. 403 | Beacon Falls | *** Pent Road | Sprint | CL&P | utility pole | 97.5 | 82
| Beacon Falls | *** Pent Road | Sprint | CL&P | utility pole | 97.5 | 82
| Beacon Falls | *** Pent Road | Sprint | CL&P | utility pole | 98 | 82
| Beacon Falls | ** Rice Lane | VoiceStream | SBA | monopole | 140 | 150
| Beacon Falls | ** Rice Lane | AT&T | SBA | monopole | 132 | 150
| Beacon Falls | ** Rice Lane | T-Mobile | SBA | monopole | 140 | 150
| Beacon Falls | ** Rice Lane | Cingular/AT&T | SBA | monopole | 132 | 150
| Beacon Falls | ** Rice Lane | Cingular | SBA | monopole |  | 150
| Beacon Falls | ** Rice Lane | Cingular | SBA | monopole |  | 150
| Beacon Falls | ** Rice Lane | T-Mobile | SBA | monopole | 142 | 150
Petition No. 911 | Beacon Falls | ** Rice Lane | Verizon | SBA | monopole | 162 | 160
| Beacon Falls | ** Rice Lane | Clearwire | SBA | monopole | 155 | 160
| Beacon Falls | ** Rice Lane | AT&T | SBA | monopole | 132.5 | 160
| Beacon Falls | ** Rice Lane | Sprint | SBA | monopole | 150 | 160
| Beacon Falls | ** Rice Lane | T-Mobile | SBA | monopole | 142 | 160
| Beacon Falls | ** Rice Lane | AT&T | SBA | monopole |  | 160 |  | diesel generator
| Beacon Falls | ** Rice Lane | Sprint | SBA | monopole | 150 | 160
| Beacon Falls | ** Rice Lane | AT&T | SBA | monopole | 133 | 160
| Beacon Falls | ** Rice Lane | AT&T | SBA | monopole | 133 | 160
| Beacon Falls | ** Rice Lane | T-Mobile | SBA | monopole | 142 | 160
| Beacon Falls | ** Rice Lane | Verizon | SBA | monopole | 160 | 160
| Beacon Falls | ** Rice Lane | T-Mobile | SBA | monopole | 142 | 160
| Beacon Falls | ** Rice Lane | T-Mobile | SBA | monopole | 142 | 160
| Beacon Falls | ** Rice Lane | AT&T | SBA | monopole | 133 | 160
| Beacon Falls | ** Rice Lane | T-Mobile | SBA | monopole | 142 | 160
| Beacon Falls | ** Rice Lane | DISH | SBA | monopole | 152 | 160 | yes
| Beacon Falls | ** Rice Lane | Verizon | SBA | monopole | 160 | 160
Docket No. 173 | Beacon Falls | *** Rimmon Hill Road | SCLP | SCLP | monopole | 160 | 160
Docket No. 173 | Beacon Falls | *** Rimmon Hill Road | BAM | SCLP | monopole | 150 | 160
| Beacon Falls | *** Rimmon Hill Road | Nextel | SCLP | monopole | 137-5 | 160
Petition No. 557 | Beacon Falls | *** Rimmon Hill Road | AT&T Wireless | American Tower | monopole | 170 | 170
| Beacon Falls | *** Rimmon Hill Road | SNET/Cingular | American Tower | monopole | 162 | 170
| Beacon Falls | *** Rimmon Hill Road | Verizon | American Tower | monopole | 149 | 170
| Beacon Falls | *** Rimmon Hill Road | Verizon | American Tower | monopole | 148 | 170
| Beacon Falls | *** Rimmon Hill Road | Verizon | American Tower | monopole | 148 | 170
| Beacon Falls | *** Rimmon Hill Road | Cingular/AT&T | American Tower | monopole | 157 | 170
| Beacon Falls | *** Rimmon Hill Road | AT&T | American Tower | monopole | 159 | 170
| Beacon Falls | *** Rimmon Hill Road | Verizon | American Tower | monopole | 149 | 170
| Beacon Falls | *** Rimmon Hill Road | AT&T | American Tower Corporation | monopole | 157 | 173
| Beacon Falls | *** Rimmon Hill Road | AT&T | American Tower Corporation | monopole | 159 | 173
| Beacon Falls | *** Rimmon Hill Road | Verizon | American Tower Corporation | monopole | 140 | 173
| Berlin | **** Berlin Turnpike | Sprint | Berlin Fire Dept | monopole | 150 | 180
| Berlin | **** Berlin Turnpike | AT&T | Berlin Fire Dept | monopole | 168 | 180
| Berlin | **** Berlin Turnpike | T-Mobile | Berlin Fire Dept | monopole | 160 | 180
| Berlin | **** Berlin Turnpike | Verizon | Berlin Fire Dept | monopole | 118 | 180
| Berlin | **** Berlin Turnpike | Cingular | Berlin Fire Dept | monopole | 170 | 180
| Berlin | **** Berlin Turnpike | Verizon | Berlin Fire Dept | monopole | 117 | 180
| Berlin | **** Berlin Turnpike | Pocket (now MetroPCS) | Berlin Fire Dept | monopole | 124 | 180
| Berlin | **** Berlin Turnpike | T-Mobile | Berlin Fire Dept | monopole | 160 | 180
| Berlin | **** Berlin Turnpike | Verizon | Berlin Fire Dept | monopole | 114 | 180
| Berlin | **** Berlin Turnpike | Clearwire | Berlin Fire Dept | monopole | 150 | 180
| Berlin | **** Berlin Turnpike | Verizon | Berlin Fire Dept | monopole |  | 180
| Berlin | **** Berlin Turnpike | AT&T | Berlin Fire Dept | monopole | 170 | 180
| Berlin | **** Berlin Turnpike | Sprint | Berlin Fire Dept | monopole | 150 | 180
| Berlin | **** Berlin Turnpike | MetroPCS | Berlin Fire Dept | monopole |  | 180
| Berlin | **** Berlin Turnpike | Verizon | Berlin Fire Dept | monopole | 114 | 180
| Berlin | **** Berlin Turnpike | Sprint | Berlin Fire Dept | monopole | 150 | 180
| Berlin | **** Berlin Turnpike | T-Mobile | Berlin Fire Dept | monopole | 160 | 180
| Berlin | **** Berlin Turnpike | T-Mobile | Berlin Fire Dept | monopole | 160 | 180
| Berlin | **** Berlin Turnpike | AT&T | Berlin Fire Dept | monopole | 170 | 175
| Berlin | **** Berlin Turnpike | AT&T | Berlin Fire Dept | monopole | 170 | 175
| Berlin | **** Berlin Turnpike | Sprint | Berlin Fire Dept | monopole | 150 | 175
| Berlin | **** Berlin Turnpike | T-Mobile | Berlin Fire Dept | monopole | 160 | 175
| Berlin | **** Berlin Turnpike | T-Mobile | Berlin Fire Dept | monopole | 160 | 175 | yes
| Berlin | **** Berlin Turnpike | ATT&T | Berlin Fire Dept | monopole | 170 | 175 | yes
| Berlin | **** Chamberlain Highway | Nextel | Sprint | monopole | 113 | 125
| Berlin | **** Chamberlain Highway | VoiceStream | Sprint | monopole | 105 | 125
| Berlin | **** Chamberlain Highway | Cellco | Sprint | monopole | 95 | 125
| Berlin | **** Chamberlain Highway | AT&T | Sprint | monopole | 75 | 125
| Berlin | **** Chamberlain Highway | T-Mobile | Sprint | monopole | 105 | 125
| Berlin | **** Chamberlain Highway | Cingular | Sprint | monopole | 65 | 125
| Berlin | **** Chamberlain Highway | AT&T | Sprint | monopole | 75 | 125
| Berlin | **** Chamberlain Highway | Cingular | Sprint | monopole |  | 125
| Berlin | **** Chamberlain Highway | Pocket (now MetroPCS) | Sprint | monopole | 75 | 125
| Berlin | **** Chamberlain Highway | Clearwire | Crown Castle | monopole | 119 | 125
| Berlin | **** Chamberlain Highway | AT&T | Crown Castle | monopole | 65 | 125
| Berlin | **** Chamberlain Highway | T-Mobile | Crown Castle | monopole | 100 | 125
| Berlin | **** Chamberlain Highway | Verizon | Crown Castle | monopole | 94 | 125
| Berlin | **** Chamberlain Highway | AT&T | Crown Castle | monopole | 66 | 125
| Berlin | **** Chamberlain Highway | Sprint | Crown Castle | monopole | 121 | 125
Petition No. 1075 | Berlin | **** Chamberlain Highway |  | Crown Castle | monopole |  | 125
| Berlin | **** Chamberlain Highway | Verizon | Crown Castle | monopole | 94 | 125
| Berlin | **** Chamberlain Highway | Sprint | Crown Castle | monopole | 121 | 125
| Berlin | **** Chamberlain Highway | Verizon | Crown Castle | monopole | 94 | 125
| Berlin | **** Chamberlain Highway | T-Mobile | Crown Castle | monopole | 101 | 125
| Berlin | **** Chamberlain Highway | Sprint | Crown Castle | monopole | 123 | 125
Sub-petition No. 1133 | Berlin | **** Chamberlain Highway | AT&T | Crown Castle | monopole | 133 | 133
| Berlin | **** Chamberlain Highway | AT&T | Crown Castle | monopole | 133 | 133
| Berlin | **** Chamberlain Highway | DISH | Crown Castle | monopole | 111 | 133 | yes
| Berlin | **** Chamberlain Highway | Verizon | Crown Castle | monopole | 94 | 125
Docket No. 172 | Berlin | *** New Park Drive | TCI Cable | TCI Cable | n/a
| Berlin | *** Kensington Road | Nextel | Town of Berlin | monopole | 118 | 190
| Berlin | *** Kensington Road | SCLP | Town of Berlin | monopole | 149 | 190
| Berlin | *** Kensington Road | SNET/Cingular | Town of Berlin | monopole | 149 | 190
| Berlin | *** Kensington Road | T-Mobile | Town of Berlin | monopole | 181 | 190
| Berlin | *** Kensington Road | Cingular | Town of Berlin | monopole | 149 | 190
| Berlin | *** Kensington Road | Verizon | Town of Berlin | monopole | 160 | 190
| Berlin | *** Kensington Road | Pocket (now MetroPCS) | Town of Berlin | monopole | 106 | 190
| Berlin | *** Kensington Road | T-Mobile | Town of Berlin | monopole | 180 | 190
| Berlin | *** Kensington Road | Clearwire | Town of Berlin | monopole | 118 | 190
| Berlin | *** Kensington Road | AT&T | Town of Berlin/T-Mobile | monopole | 149 | 190
| Berlin | *** Kensington Road | Verizon | Town of Berlin/Crown Castle | monopole | 160 | 190
| Berlin | *** Kensington Road | Crown Castle | Town of Berlin/Crown Castle | monopole |  | 190
| Berlin | *** Kensington Road | T-Mobile | Town of Berlin/Crown Castle | monopole | 181 & 184 | 190
| Berlin | *** Kensington Road | AT&T | Town of Berlin | monopole | 151 | 190
| Berlin | *** Kensington Road | Verizon | Town of Berlin | monopole | 160 | 190
| Berlin | *** Kensington Road | T-Mobile | Crown Castle | monopole | 181 | 190
| Berlin | *** Kensington Road | AT&T | Crown Castle | monopole | 151 | 190
| Berlin | *** Kensington Road | Sprint | Crown Castle | monopole | 118 | 190
| Berlin | *** Kensington Road | Verizon | Crown Castle | monopole | 160 | 190
| Berlin | *** Kensington Road | T-Mobile | Crown Castle | monopole | 184 | 190
| Berlin | *** Kensington Road | DISH | Crown Castle | monopole | 171 | 190 | yes
| Berlin | *** Kensington Road | Verizon | Crown Castle | monopole | 160 | 190
| Berlin | *** Kensington Road | Verizon | Crown Castle | monopole | 160 | 190
Docket No. 40 | Berlin | *** Beckley Road | SNET Cellular | SNET Cellular | monopole | 150 | 150
| Berlin | *** Beckley Road | SNET/SCLP | SNET/SCLP | monopole
| Berlin | *** Beckley Road | SNET/SCLP | SNET/SCLP | monopole | 150 | 150
| Berlin | *** Beckley Road | SCLP/Sprint | SNET/SCLP | monopole | 117 | 150
| Berlin | *** Beckley Road | SCLP/Omni | SNET Cellular | monopole | 162 | 150
| Berlin | *** Beckley Road | Sprint | SNET Cellular | monopole |  | 150
| Berlin | *** Beckley Road | VoiceStream | SNET Cellular | monopole |  | 150
| Berlin | *** Beckley Road | Cingular | American Tower | monopole | 152 | 150
| Berlin | *** Beckley Road | AT&T | SCLP/ mnged by American Tower | monopole | 106 | 150
| Berlin | *** Beckley Road | Verizon | SCLP/ mnged by American Tower | monopole | 116 | 150
| Berlin | *** Beckley Road | Verizon | SCLP/ mnged by American Tower | monopole | 116 | 150
| Berlin | *** Beckley Road | Nextel | SCLP/ mnged by American Tower | monopole | 96 | 150
| Berlin | *** Beckley Road | Cingular | SCLP/ mnged by American Tower | monopole | 152 | 150
| Berlin | *** Beckley Road | Cingular/AT&T | SCLP/ mnged by American Tower | monopole |  | 150
| Berlin | *** Beckley Road | Cingular | SCLP/ mnged by American Tower | monopole | 152 | 150
| Berlin | *** Beckley Road | Pocket (now MetroPCS) | SCLP/ mnged by American Tower | monopole | 142 | 150
| Berlin | *** Beckley Road | T-Mobile | SCLP/ mnged by American Tower | monopole | 163 | 150
| Berlin | *** Beckley Road | AT&T | American Tower | monopole | 152 | 150
| Berlin | *** Beckley Road | Verizon | American Tower | monopole | 116 | 150
| Berlin | *** Beckley Road | MetroPCS | American Tower | monopole |  | 150
| Berlin | *** Beckley Road | Verizon | American Tower | monopole | 116 | 150
| Berlin | *** Beckley Road | Sprint | American Tower | monopole | 127 | 150
| Berlin | *** Beckley Road | American Tower Corporation | American Tower | monopole |  | 150
| Berlin | *** Beckley Road | T-Mobile | American Tower | monopole | 163 | 150
| Berlin | *** Beckley Road | AT&T | American Tower | monopole | 152 | 150
| Berlin | *** Beckley Road | Sprint | American Tower | monopole | 152 | 150
| Berlin | *** Beckley Road | Verizon | American Tower | monopole | 116 | 150
| Berlin | *** Beckley Road | Verizon | American Tower Corporation | monopole | 116 | 150
| Berlin | *** Beckley Road | AT&T | American Tower | monopole | 152 | 150
| Berlin | *** Beckley Road | Verizon | American Tower | monopole | 116 | 150
| Berlin | *** Beckley Road | T-Mobile | American Tower | monopole | 142 | 150
| Berlin | *** Beckley Road | AT&T | American Tower | monopole | 152 | 150
| Berlin | *** Beckley Road | Sprint | American Tower | monopole | 127 | 150
| Berlin | *** Beckley Road | AT&T | American Tower | monopole | 152 | 150
| Berlin | *** Beckley Road | DISH | American Tower | monopole | 105 | 150 | yes
| Berlin | *** Beckley Road | Verizon | American Tower | monopole | 118 | 150 | yes
| Bethany | *** Amity Road | DPS | DPS | self-support lattice | 95-180 | 180
| Bethany | *** Amity Road | DPS | DPS | self-support lattice | 95-180 | 180
| Bethany | *** Amity Road | DPS | DPS | self-support lattice |  | 180
| Bethany | *** Amity Road | Omni | DPS | self-support lattice | 143 | 180
Docket No. 168 | Bethany | *** Amity Road | SCLP | SCLP | monopole | 150 | 150
| Bethany | *** Amity Road | Sprint | American Tower | monopole | 130 | 150
| Bethany | *** Amity Road | SNET/Cingular | American Tower | monopole | 151 | 150
| Bethany | *** Amity Road | AT&T | American Tower | monopole | 120 | 150
| Bethany | *** Amity Road | Cingular/AT&T | American Tower | monopole | 120 | 150
| Bethany | *** Amity Road | Cingular | American Tower | monopole | 150 | 150
| Bethany | *** Amity Road | Verizon | American Tower | monopole | 140 | 150
| Bethany | *** Amity Road | MetroPCS | American Tower | monopole | 120 | 150
| Bethany | *** Amity Road | AT&T | AT&T | monopole | 151 | 150
| Bethany | *** Amity Road | Sprint | AT&T | monopole | 130 | 150
| Bethany | *** Amity Road | Verizon | AT&T | monopole | 140 | 150
| Bethany | *** Amity Road | AT&T | AT&T | monopole |  | 150 |  | propane generator
| Bethany | *** Amity Road | MetroPCS | AT&T | monopole | 120 | 150
| Bethany | *** Amity Road | Sprint | Crown Castle | monopole | 120 | 150
| Bethany | *** Amity Road | Verizon | Crown Castle | monopole | 140 | 150
| Bethany | *** Amity Road | Sprint | Crown Castle | monopole | 130 | 150
| Bethany | *** Amity Road | Verizon | Crown Castle | monopole | 140 | 150
| Bethany | *** Amity Road | AT&T | Crown Castle | monopole | 148 | 150 | yes
| Bethany | *** Amity Road | DISH | Crown Castle | monopole | 103 | 150 | yes
| Bethany | *** Amity Road | Verizon | Crown Castle | monopole | 140 | 150
| Bethany | * Meyers Road | Smart SMR(Nextel) | AT&T | self-support lattice | 300 | 338
| Bethany | * Meyers Road | Nextel | AT&T Long Lines | self-support lattice | 250 | 338
| Bethany | * Meyers Road | Metricom | American Tower Management, Inc | self-support lattice | 165 | 337.5
| Bethany | * Meyers Road | Verizon | American Tower Management, Inc | self-support lattice | 180 | 338 |  | diesel generator
| Bethany | * Meyers Road | AT&T | American Tower Management, Inc | self-support lattice | 165 | 338
| Bethany | * Meyers Road | Nextel | American Tower Management, Inc | self-support lattice | 250 | 338
| Bethany | * Meyers Road | Verizon | American Tower Management, Inc | self-support lattice | 180 | 338
| Bethany | * Meyers Road | T-Mobile | American Tower Management, Inc | self-support lattice | 220 | 338
| Bethany | * Meyers Road | US Coast Guard | American Tower Management, Inc | self-support lattice | 220 | 338 |  | propane generator
| Bethany | * Meyers Road | Cingular | American Tower Management, Inc | self-support lattice | 165 | 338
| Bethany | * Meyers Road | Cingular | American Tower Management, Inc | self-support lattice | n/a | 338
| Bethany | * Meyers Road | Pocket (now MetroPCS) | American Tower Management, Inc | self-support lattice | 100 | 338
| Bethany | * Meyers Road | Verizon | American Tower Management, Inc | self-support lattice | 180 | 338
| Bethany | * Meyers Road | AT&T | American Tower Management, Inc | self-support lattice | 165 | 338
| Bethany | * Meyers Road | Sprint | American Tower Management, Inc | self-support lattice | 240 | 338
| Bethany | * Meyers Road | DHS, ICS | American Tower Management, Inc | self-support lattice | 194 | 338
| Bethany | * Meyers Road | American Tower | American Tower Management, Inc | self-support lattice | n/a | 338 |  | diesel generator
| Bethany | * Meyers Road | Sprint | American Tower Management, Inc | self-support lattice | 240 | 338
| Bethany | * Meyers Road | Light Squared | American Tower Management, Inc | self-support lattice | 326 | 338
| Bethany | * Meyers Road | T-Mobile | American Tower Management, Inc | self-support lattice | 220 | 338
| Bethany | * Meyers Road | Sprint | American Tower Management, Inc | self-support lattice | 240 | 338
| Bethany | * Meyers Road | Sigfox | American Tower Management, Inc | self-support lattice | 147 | 338
| Bethany | * Meyers Road | T-Mobile | American Tower Management, Inc | self-support lattice | 222 | 338
| Bethany | * Meyers Road | Verizon | American Tower Management, Inc | self-support lattice | 180 | 338 | yes
| Bethany | * Meyers Road | DISH | American Tower Management, Inc | self-support lattice | 140 | 338 | yes
| Bethany | * Meyers Road | Verizon | American Tower Management, Inc | self-support lattice | 180 | 338
| Bethany | * Meyers Road | Verizon | American Tower Management, Inc | self-support lattice | 180 | 338 | yes
| Bethel | ** Francis J. Clarke Circle | AT&T | SBA | monopole | 125 | 155
| Bethel | ** Francis J. Clarke Circle | Sprint | SBA | monopole | 157 | 155
| Bethel | ** Francis J. Clarke Circle | Verizon | SBA | monopole | 136 | 155
| Bethel | ** Francis J. Clarke Circle | Sprint Nextel | SBA | monopole | 157 | 155
| Bethel | ** Francis J. Clarke Circle | Verizon | SBA | monopole | 137 | 155
| Bethel | ** Francis J. Clarke Circle | Cingular | SBA | monopole | 127 | 155
| Bethel | ** Francis J. Clarke Circle | MetroPCS | SBA | monopole | 117 | 155
| Bethel | ** Francis J. Clarke Circle | Cingular | SBA | monopole | n/a | 155
| Bethel | ** Francis J. Clarke Circle | Clearwire | SBA | monopole | 157 | 155
| Bethel | ** Francis J. Clarke Circle | Sprint | SBA | monopole | 157 | 155
| Bethel | ** Francis J. Clarke Circle | AT&T | SBA | monopole | 127 | 155
| Bethel | ** Francis J. Clarke Circle | Verizon | SBA | monopole | 137 | 155
| Bethel | ** Francis J. Clarke Circle | Sprint | SBA | monopole | 155 | 155
| Bethel | ** Francis J. Clarke Circle | Sprint | SBA | monopole | 157 | 155
| Bethel | ** Francis J. Clarke Circle | T-Mobile | SBA | monopole | 117 | 155
| Bethel | ** Francis J. Clarke Circle | Verizon | SBA | monopole | 140 | 155
| Bethel | ** Francis J. Clarke Circle | AT&T | SBA | monopole | 127 | 155
| Bethel | ** Francis J. Clarke Circle | T-Mobile | SBA | monopole | 117 | 155
| Bethel | ** Francis J. Clarke Circle | DISH | SBA | monopole | 147 | 155 | yes
| Bethel | ** Francis J. Clarke Circle | Verizon | SBA | monopole | 137 | 155
| Bethel | ** Francis J. Clarke Circle | AT&T | SBA | monopole |  |  |  | diesel-generator | 30-kilowatt
Petition No. 1411 |  | *** Greenwood Avenue | AT&T | English Brothers, LLC | rooftop mounted | 38 | 36
Petition No. 577 | Bethel | ** Shelley Road | Sprint | CL&P | utility pole | 93 | 77.5
Docket No. 288 | Bethel | ** Spring Hill Lane | AT&T | AT&T | monopole | 125 | 125
Docket No. 288 | Bethel | ** Spring Hill Lane | Nextel | AT&T | monopole | 85 | 125
Docket No. 288 | Bethel | ** Spring Hill Lane | Others (see Comments) | AT&T | monopole | 125 | 125
Docket No. 288 | Bethel | ** Spring Hill Lane | Sprint | AT&T | monopole | 115 | 125
Docket No. 288 | Bethel | ** Spring Hill Lane | T-Mobile | AT&T | monopole | 105 | 125
| Bethel | ** Spring Hill Lane | Verizon | AT&T | monopole | 92 | 125
| Bethel | ** Spring Hill Lane | Verizon | AT&T | monopole | 92 | 125
| Bethel | ** Spring Hill Lane | Sprint | AT&T | monopole | 112 | 125
| Bethel | ** Spring Hill Lane | AT&T | AT&T | monopole | 123 | 125
| Bethel | ** Spring Hill Lane | Verizon | AT&T | monopole | 92 | 125
| Bethel | ** Spring Hill Lane | Sprint | AT&T | monopole | 110 | 125
| Bethel | ** Spring Hill Lane | Verizon | AT&T | monopole | 95 | 125
| Bethel | ** Spring Hill Lane | n/a | Blue Sky Towers LLC | monopole | n/a | 125
| Bethel | ** Spring Hill Lane | T-Mobile | Blue Sky Towers LLC | monopole | 101 | 125
| Bethel | ** Spring Hill Lane | Verizon | Blue Sky Towers LLC | monopole | 95 | 125
| Bethel | ** Spring Hill Lane | AT&T | Blue Sky Towers LLC | monopole | 122 | 125
| Bethel | ** Spring Hill Lane | AT&T | Blue Sky Towers LLC | monopole | 122 | 125
| Bethel | ** Spring Hill Lane | Sprint | Blue Sky Towers LLC | monopole | 115 | 25
| Bethel | ** Spring Hill Lane | T-Mobile | Blue Sky Towers LLC | monopole | 102 | 125
| Bethel | ** Spring Hill Lane | AT&T | Blue Sky Towers LLC | monopole | 122 | 125
| Bethel | ** Spring Hill Lane | T-Mobile | Blue Sky Towers LLC | monopole | 102 | 125
| Bethel | ** Spring Hill Lane | Verizon | Blue Sky Towers LLC | monopole | 95 | 125 | yes
Docket No. 458 | Bethel | ** Codfish Hill Road | Verizon | North Atlantic Towers | monopole | 150 | 150 |  | diesel generator
| Bethel | ** Codfish Hill Road | North Atlantic Towers | Tarpon Towers
| Bethel | ** Codfish Hill Road | DISH | Tarpon Towers | monopole | 135 | 150 | yes
| Bethel | ** Codfish Hill Road | Verizon | Tarpon Towers | monopole | 150 | 150
Petition No. 479 | Bethel | * Stony Hill Road | Nextel/AT&T | CL&P | utility pole | 156; 145 | 140
| Bethel | * Stony Hill Road | AT&T Wireless | CL&P | utility pole | n/a | 140
| Bethel | * Stony Hill Road | AT&T Wireless | CL&P | utility pole | 145 | 140
| Bethel | * Stony Hill Road | Cingular | CL&P | utility pole | 145 | 140
| Bethel | * Stony Hill Road | AT&T | CL&P | utility pole | 145 | 140
| Bethel | * Stony Hill Road | AT&T | Eversource | utility pole | top | 140
| Bethel | * Stony Hill Road | AT&T | Eversource | utility pole | top | 141
| Bethel | * Stony Hill Road | AT&T | Eversource | utility pole | top | 141
| Bethel | * Stony Hill Road | AT&T | Eversource | utility pole | top | 141 | yes
| Bethel | * Stony Hill Road | AT&T | Eversource | utility pole | top | 141 | yes
Petition No. 457 | Bethel | * Chimney Drive | VoiceStream | CL&P | utility pole | 173 | 150
| Bethel | * Chimney Drive | T-Mobile | Eversource | utility pole | 162 & 154 | 145
Petition No. 515 | Bethel | * Sky Edge Lane | Sprint | CL&P | utility pole | 157 | 150
Petition No. 796 | Bethel | * Sky Edge Lane | Verizon | CL&P | utility pole | 167 | 150
| Bethel | * Sky Edge Lane | Verizon | CL&P | utility pole | 167 | 150
| Bethel | * Sky Edge Lane | Sprint | CL&P | utility pole | 157 | 150
| Bethel | * Sky Edge Lane | Verizon | Eversource | utility pole | 167 | 150
| Bethel | * Sky Edge Lane | Sprint | Eversource | utility pole | 157.5 | 150
| Bethlehem | *** Watertown Road | Nextel | SBA | monopole | 185 | 199
| Bethlehem | *** Watertown Road | New Cingular | SBA | monopole | 165 | 199
| Bethlehem | *** Watertown Road | Verizon | SBA | monopole | 175 | 199
| Bethlehem | *** Watertown Road | T-Mobile | SBA | monopole | 155 | 199
| Bethlehem | *** Watertown Road | Verizon | SBA | monopole | 175 | 199
| Bethlehem | *** Watertown Road | Verizon | SBA | monopole | 175 | 199
| Bethlehem | *** Watertown Road | Sprint | SBA | monopole | 148 | 199
| Bethlehem | *** Watertown Road | AT&T | SBA | monopole | 165 | 199
| Bethlehem | *** Watertown Road | T-Mobile | SBA | monopole | 155 | 199
| Bethlehem | *** Watertown Road | Sprint | SBA | monopole | 195 | 199
| Bethlehem | *** Watertown Road | AT&T | SBA | monopole | 165 | 199
| Bethlehem | *** Watertown Road | DISH | SBA | monopole | 145 | 199 | yes
| Bethlehem | *** Watertown Road | AT&T | SBA | monopole | 145 | 199 |  | diesel generator
| Bethlehem | *** Watertown Road | Verizon | SBA | monopole | 175 | 199
| Bloomfield | *** Filley Street | T-Mobile | T-Mobile | monopole | 95 | 95
| Bloomfield | *** Filley Street | T-Mobile | T-Mobile | monopole | 93 | 95
| Bloomfield | *** Filley Street | T-Mobile | T-Mobile | monopole | 93 | 95
| Bloomfield | **** Blue Hills Avenue | SCLP | Blue Hills Fire Dept | self-support lattice | 100 | 125
| Bloomfield | **** Blue Hills Avenue | XM Satellite | SBA | self-support lattice | 126(ant);33(dish) | 125
| Bloomfield | **** Blue Hills Avenue | AT&T Wireless | SBA | self-support lattice | 108 | 125
| Bloomfield | **** Blue Hills Avenue | Sprint | SBA | self-support lattice | 87 | 125
| Bloomfield | **** Blue Hills Avenue | VoiceStream | SBA | self-support lattice | 127 | 125
| Bloomfield | **** Blue Hills Avenue | AT&T Wireless | SBA | self-support lattice |  | 125
| Bloomfield | **** Blue Hills Avenue | SNET/Cingular | SBA | self-support lattice | 97 | 125
| Bloomfield | **** Blue Hills Avenue | T-Mobile | SBA | self-support lattice | 127 | 130
| Bloomfield | **** Blue Hills Avenue | AT&T Wireless | SBA | self-support lattice |  | 130
| Bloomfield | **** Blue Hills Avenue | AT&T Wireless | SBA | self-support lattice | 108 | 130
| Bloomfield | **** Blue Hills Avenue | Verizon | SBA | self-support lattice | 110 | 130
| Bloomfield | **** Blue Hills Avenue | Cingular | SBA | self-support lattice | 97 | 130
| Bloomfield | **** Blue Hills Avenue | T-Mobile | SBA | self-support lattice | 125 | 130
| Bloomfield | **** Blue Hills Avenue | Pocket (now MetroPCS) | SBA | self-support lattice | 77 | 130
| Bloomfield | **** Blue Hills Avenue | Clearwire | SBA | self-support lattice | 120 | 130
| Bloomfield | **** Blue Hills Avenue | AT&T | SBA | self-support lattice | 97 | 130
| Bloomfield | **** Blue Hills Avenue | Verizon | SBA | self-support lattice | 110 | 130
| Bloomfield | **** Blue Hills Avenue | Sprint | SBA | self-support lattice | 87 | 130
| Bloomfield | **** Blue Hills Avenue | MetroPCS | SBA | self-support lattice |  | 130
| Bloomfield | **** Blue Hills Avenue | T-Mobile | SBA | self-support lattice | 125 | 130
| Bloomfield | **** Blue Hills Avenue | Verizon | SBA | self-support lattice | 110 | 130
| Bloomfield | **** Blue Hills Avenue | Sprint | SBA | self-support lattice | 87 | 130
| Bloomfield | **** Blue Hills Avenue | T-Mobile | SBA | self-support lattice | 125 | 125
| Bloomfield | **** Blue Hills Avenue | AT&T | SBA | self-support lattice | 98 | 125
| Bloomfield | **** Blue Hills Avenue | AT&T | SBA | self-support lattice | 98 | 125
| Bloomfield | **** Blue Hills Avenue | T-Mobile | SBA | self-support lattice | 125 | 125
| Bloomfield | **** Blue Hills Avenue | AT&T | SBA | self-support lattice | 98 | 125
| Bloomfield | **** Blue Hills Avenue | DISH | SBA | self-support lattice | 77 | 125 | yes
| Bloomfield | **** Blue Hills Avenue | AT&T | SBA | self-support lattice | 98 | 125 | yes
| Bloomfield | **** Blue Hills Avenue | Verizon | SBA | self-support lattice | 110 | 125
| Bloomfield | **** Blue Hills Avenue | Verizon | SBA | self-support lattice | 12'
Docket No. 379 | Bloomfield | ** Burr Road | T-Mobile | SBA | monopole | 127 | 130
Docket No. 379 | Bloomfield | ** Burr Road | Verizon | SBA | monopole | 117 | 130
| Bloomfield | ** Burr Road | Cingular | SBA | monopole | 107 | 130
Petition No. 1020 | Bloomfield | ** Burr Road | MetroPCS | SBA | monopole | 137 | 140
| Bloomfield | ** Burr Road | AT&T | SBA | monopole | 108 | 140
| Bloomfield | ** Burr Road | Verizon | SBA | monopole | 117 | 140
| Bloomfield | ** Burr Road | T-Mobile | SBA | monopole | 126 | 140
| Bloomfield | ** Burr Road | T-Mobile | SBA | monopole | 130 | 140
| Bloomfield | ** Burr Road | Verizon | SBA | monopole | 117 | 140
| Bloomfield | ** Burr Road | T-Mobile | SBA | monopole | 130 | 140
| Bloomfield | ** Burr Road | T-Mobile | SBA | monopole | 130 | 140 | yes
| Bloomfield | ** Burr Road | Verizon | SBA | monopole | 12
Petition No. 472 | Bloomfield | *** Duncaster Road | Voicestream | CL&P | utility pole | 102 | 87
| Bloomfield | *** Duncaster Road | T-Mobile | CL&P | utility pole | 101 | 87
Petition No. 1488 | Bloomfield | *** Duncaster Road | T-Mobile | CL&P | utility pole | 101 | 87 |  | diesel generator | 25-kilowatt
Docket No. 416 | Bloomfield | **** Day Hill Road | Verizon | Verizon | monopole | 110 | 110 |  | propane generator | 70-hour capacity
| Bloomfield | **** Day Hill Road |  | Construction Services Towers | monopole |  | 110
| Bloomfield | **** Day Hill Road | Verizon | Florida Tower Partners | monopole | 110 | 110
| Bloomfield | **** Day Hill Road |  | American Towers LLC | monopole |  | 110
| Bloomfield | **** Day Hill Road | T-Mobile | American Towers LLC | monopole | 100 | 110
| Bloomfield | **** Day Hill Road | Verizon | American Towers LLC | monopole | 110 | 110
| Bloomfield | **** Day Hill Road | T-Mobile | American Towers LLC | monopole | 100 | 110
Petition No. 1476 | Bloomfield | **** Day Hill Road | AT&T | American Towers LLC | monopole | 135 | 139 | yes
| Bloomfield | **** Day Hill Road | American Towers | American Towers LLC | monopole |  | 139 |  | deisel generator | 80-kilowatt
Petition No. 1526 | Bloomfield | **** Hall Boulevard | Verizon | Verizon | rooftop mounted lattice tower | 85.5 | 88.3
| Bloomfield | **** Hall Boulevard | Verizon | Verizon | rooftop mounted lattice tower | 85.5 | 88.3
| Bloomfield | ** Brewer Drive | SCLP | Sprint | monopole | 100 | 120
| Bloomfield | ** Brewer Drive | Omni | Sprint | monopole | 110 | 120
| Bloomfield | ** Brewer Drive | VoiceStream | Sprint | monopole | 107 | 120
| Bloomfield | ** Brewer Drive | T-Mobile | Sprint | monopole | 107 | 120
| Bloomfield | ** Brewer Drive | Cingular | Sprint | monopole | 97 | 120
| Bloomfield | ** Brewer Drive | Cingular | Sprint | monopole | 100 | 120
| Bloomfield | ** Brewer Drive | Verizon | Sprint | monopole | 87 | 120
| Bloomfield | ** Brewer Drive | T-Mobile | Sprint | monopole | 107 | 120
| Bloomfield | ** Brewer Drive | Clearwire | Sprint | monopole | 120 | 120
| Bloomfield | ** Brewer Drive | AT&T | Crown Castle | monopole | 100 | 120
| Bloomfield | ** Brewer Drive | Sprint | Crown Castle | monopole | 120 | 120
| Bloomfield | ** Brewer Drive | AT&T | Crown Castle | monopole |  | 120 |  | diesel generator
| Bloomfield | ** Brewer Drive | T-Mobile | Crown Castle | monopole | 108 | 120
| Bloomfield | ** Brewer Drive | AT&T | Crown Castle | monopole | 100 | 120
| Bloomfield | ** Brewer Drive | Sprint | Crown Castle | monopole | 120 | 120
| Bloomfield | ** Brewer Drive | AT&T | Crown Castle | monopole | 100 | 120
| Bloomfield | ** Brewer Drive | T-Mobile | Crown Castle | monopole | 108 | 120
| Bloomfield | ** Brewer Drive | AT&T | Crown Castle | monopole | 100 | 120
| Bloomfield | ** Brewer Drive | AT&T | Crown Castle | monopole | 100 | 120
| Bloomfield | ** Brewer Drive | T-Mobile | Crown Castle | monopole | 108 | 120
| Bloomfield | ** Brewer Drive | DISH | Crown Castle | monopole | 89 | 120 | yes
| Bloomfield | ** Brewer Drive | T-Mobile | Crown Castle | monopole | 108 | 120 | yes
| Bloomfield | ** Brae Burnie Lane | T-Mobile | T-Mobile | monopole | 111 | 120
| Bloomfield | ** Montevideo Road | DPS/NECS/RAFS,Transit/Amat.Radio | DPS | self-support lattice |  | 60
Docket No. 107 | Bloomfield | Gibraltar Lane | BAM | Talcott Mtn Science Center | self-support lattice | 59 | 78
| Bloomfield | Gibraltar Lane | BAM | Talcott Mtn Science Center | self-support lattice | 55 | 78
| Bloomfield | Gibraltar Lane | Verizon | Talcott Mtn Science Center | self-support lattice | 55 | 78
| Bloomfield | Gibraltar Lane | Verizon | Talcott Mtn Science Center | self-support lattice | 56 | 78
| Bloomfield | Gibraltar Lane | Verizon | Talcott Mtn Science Center | self-support lattice | 55 | 78
| Bloomfield | Gibraltar Lane | AT&T | Talcott Mtn Science Center | self-support lattice | 69 | 78 |  | generator
| Bloomfield | Gibraltar Lane | Verizon | Talcott Mtn Science Center | self-support lattice | 55 | 78
| Bloomfield | Gibraltar Lane | Verizon | Talcott Mtn Science Center | self-support lattice | 55 | 78
| Bloomfield | Gibraltar Lane | AT&T | Talcott Mtn Science Center | self-support lattice | top | 78
| Bloomfield | Gibraltar Lane | AT&T | Talcott Mtn Science Center | self-support lattice | 70 | 78
| Bloomfield | Gibraltar Lane | AT&T | Talcott Mtn Science Center | self-support lattice | 70 | 78
| Bloomfield | Gibraltar Lane | Verizon | Talcott Mtn Science Center | self-support lattice | 55
| Bloomfield | Gibraltar Lane | AT&T | Talcott Mtn Science Center | self-support lattice | 70 | 78
| Bloomfield | *** Park Avenue | AT&T | Town of Bloomfield | monopole | 139 | 140
| Bloomfield | *** Park Avenue | Verizon | Town of Bloomfield | monopole | 109 | 140
| Bloomfield | *** Park Avenue | Verizon | Town of Bloomfield | monopole | 105 | 140
| Bloomfield | *** Park Avenue | Nextel | Town of Bloomfield | monopole | 95 | 140
| Bloomfield | *** Park Avenue | T-Mobile | Town of Bloomfield | monopole | 135 | 140
| Bloomfield | *** Park Avenue | AT&T | Town of Bloomfield | monopole |  | 140
| Bloomfield | *** Park Avenue | T-Mobile | Town of Bloomfield | monopole | 135 | 140
| Bloomfield | *** Park Avenue | Verizon | Town of Bloomfield | monopole |  | 140 |  | natural gas generator
| Bloomfield | *** Park Avenue | Clearwire | Town of Bloomfield | monopole | 115 | 140
| Bloomfield | *** Park Avenue | Verizon | Town of Bloomfield | monopole | 105 | 140
| Bloomfield | *** Park Avenue | Verizon | Town of Bloomfield | monopole | 105 | 140
| Bloomfield | *** Park Avenue | MetroPCS | Town of Bloomfield | monopole |  | 140
| Bloomfield | *** Park Avenue | T-Mobile | Town of Bloomfield | monopole | 138 | 140
| Bloomfield | *** Park Avenue | Verizon | Integrated Wireless Services LLC | monopole | 105 | 140
| Bloomfield | *** Park Avenue | Verizon | Integrated Wireless Services LLC | monopole | 105 | 140
| Bloomfield | *** Park Avenue | Sprint | Integrated Wireless Services LLC | monopole | 115 | 140
| Bloomfield | *** Park Avenue | Sprint | Integrated Wireless Services LLC | monopole | 115 | 140
| Bloomfield | *** Park Avenue | T-Mobile | Integrated Wireless Services LLC | monopole | 138 | 140
| Bloomfield | *** Park Avenue | T-Mobile | Integrated Wireless Services LLC | monopole | 138 | 140
| Bloomfield | *** Park Avenue | Verizon | Integrated Wireless Services LLC | monopole | 105 | 140
| Bloomfield | *** Park Avenue | Verizon | Integrated Wireless Services LLC | monopole | 105 | 140 | yes
Docket No. 158 | Bloomfield | * Hoskins Road | SNET/SCLP | CL&P/NU | self-support lattice | 50 | 180
| Bloomfield | * Hoskins Road | SCLP | CL&P/SCLP | self-support lattice | 161 | 180
| Bloomfield | * Hoskins Road | BAM | CL&P/NU | self-support lattice | 145 | 180
| Bloomfield | * Hoskins Road | Sprint | CL&P/NU | self-support lattice | 80 | 100
| Bloomfield | * Hoskins Road | Verizon | CL&P/NU | self-support lattice | 150 | 180
| Bloomfield | * Hoskins Road | Cingular | CL&P/NU | self-support lattice | 161 | 180
| Bloomfield | * Hoskins Road | AT&T | CL&P/NU | self-support lattice | 67 | 180
| Bloomfield | * Hoskins Road | Verizon | CL&P/NU | self-support lattice | 148 | 180
| Bloomfield | * Hoskins Road | Cingular | CL&P/NU | self-support lattice | 155 | 180
| Bloomfield | * Hoskins Road | Cingular/AT&T | CL&P/NU | self-support lattice | 67 | 180
| Bloomfield | * Hoskins Road | Cingular/AT&T | CL&P/NU | self-support lattice | 107.5 | 180
Dockedt No. 336 | Bloomfield | *** Blue Hills Avenue | Verizon | Verizon | monopole | 110 | 110
| Bloomfield | *** Blue Hills Avenue | Clearwire | Verizon | monopole | 95 | 110
| Bloomfield | *** Blue Hills Avenue | Verizon | Verizon | monopole | 107 | 110
| Bloomfield | *** Blue Hills Avenue | Verizon | Verizon | monopole | 107 | 110
| Bloomfield | *** Blue Hills Avenue | Verizon | Verizon | monopole | 107 | 110
| Bloomfield | *** Blue Hills Avenue | Verizon | Verizon | monopole | 107 | 110
| Bloomfield | *** Blue Hills Avenue | Verizon | American Tower Corporation | monopole | 102 | 110
| Bloomfield | *** Blue Hills Avenue | Verizon | American Tower Corporation | monopole | 12 | 110
Petitition No. 1112 | Bloomfield | St. Andrews Road | Verizon | CL&P | self-support lattice | 150 | 185
| Bloomfield | St. Andrews Road | T-Mobile | Eversource | self-support lattice | 140 | 185
| Bloomfield | St. Andrews Road | T-Mobile | Eversource | self-support lattice | 140 | 185 |  | propane generator | 7.5 kW
| Bloomfield | St. Andrews Road | DESPP | Eversource | self-support lattice | 183 | 185 |  | propane generator | 80-kilowatt
| Bloomfield | St. Andrews Road | AT&T | Eversource | self-support lattice | 160 | 185
| Bloomfield | St. Andrews Road | Eversource | Eversource | self-support lattice | 185 | 185
| Bloomfield | St. Andrews Road | AT&T | Eversource | self-support lattice |  |  |  | diesel generator | 30-kilowatts
| Bloomfield | St. Andrews Road | Verizon | Eversource | self-support lattice | 155 | 185
Docket No 323 | Bolton | ** Carpenter Road | T-Mobile | MCF Communications | monopole | 127 | 140
Docket No 323 | Bolton | ** Carpenter Road | Sprint | MCF Communications | monopole | 117 | 140
Docket No 323 | Bolton | ** Carpenter Road | Verizon | MCF Communications | monopole | 137 | 140
| Bolton | ** Carpenter Road | Cingular | MCF Communications | monopole | 107 | 140
| Bolton | ** Carpenter Road | Pocket (now MetroPCS) | MCF Communications | monopole | 97 | 140
| Bolton | ** Carpenter Road |  | SBA | monopole |  | 140
| Bolton | ** Carpenter Road | Verizon | SBA | monopole | 137 | 140
| Bolton | ** Carpenter Road | AT&T | SBA | monopole | 110 | 140
| Bolton | ** Carpenter Road | Verizon | SBA | monopole | 137 | 140
| Bolton | ** Carpenter Road | T-Mobile | SBA | monopole | 126 | 140
| Bolton | ** Carpenter Road | T-Mobile | SBA | monopole | 126.5 | 140
| Bolton | ** Carpenter Road | Verizon | SBA | monopole | 139 | 140
Sub-Petition No. 1133 | Bolton | ** Carpenter Road | AT&T | SBA | monopole | 150 | 150 | yes
| Bolton | ** Carpenter Road | Verizon | SBA | monopole | 139 | 140
| Bolton | *** Vernon Road | AT&T | Mountaintop Enterprises | guyed-lattice | 115 | 150
| Bolton | *** Vernon Road | Sprint | Mountaintop Enterprises | guyed-lattice | 148 | 150
| Bolton | *** Vernon Road | Sprint | Mountaintop Enterprises | guyed-lattice | 148 | 150
| Bolton | *** Vernon Road | T-Mobile | Mountaintop Enterprises | guyed-lattice | 130 | 150
| Bolton | *** Vernon Road | T-Mobile | Mountaintop Enterprises | guyed-lattice | 130 | 150
| Bolton | *** Vernon Road | Sprint | Mountaintop Enterprises | guyed-lattice | 150 | 150
| Bolton | *** Vernon Road | Sprint | Mountaintop Enterprises | guyed-lattice | 148 | 150
| Bolton | *** Vernon Road | T-Mobile | Mountaintop Enterprises | guyed-lattice | 130 | 150
| Bolton | *** Vernon Road | T-Mobile | Mountaintop Enterprises | guyed-lattice | 130 | 150
| Bolton | *** Vernon Road | Verizon | Mountaintop Enterprises | guyed-lattice | 120 | 150 | yes
| Bolton | *** Vernon Road | SNET/SCLP | Mountaintop Enterprises | guyed-lattice | 187.6 | 280
| Bolton | *** Vernon Road | CL&P/NU | Mountaintop Enterprises | guyed-lattice | see comments | 280
| Bolton | *** Vernon Road | BAM | Mountaintop Enterprises | guyed-lattice | 120/112' | 280
| Bolton | *** Vernon Road | BAM | Mountaintop Enterprises | guyed-lattice | 120 | 280
| Bolton | *** Vernon Road | Cingular | Mountaintop Enterprises | guyed-lattice | 165 | 280
| Bolton | *** Vernon Road | Verizon | Mountaintop Enterprises | guyed-lattice | 119 | 280
| Bolton | *** Vernon Road | Cingular | Mountaintop Enterprises | guyed-lattice | 165 | 280
| Bolton | *** Vernon Road | Voicestream | Mountaintop Enterprises | guyed-lattice | 180 | 280
| Bolton | *** Vernon Road | AT&T | Mountaintop Enterprises | guyed-lattice | 164 | 280
| Bolton | *** Vernon Road | Verizon | Mountaintop Enterprises | guyed-lattice | 121 | 280
| Bolton | *** Vernon Road | Sprint | Mountaintop Enterprises | guyed-lattice | 148 | 280
| Bolton | *** Vernon Road | AT&T | Mountaintop Enterprises | guyed-lattice |  | 150 |  | diesel generator
| Bolton | *** Vernon Road | T-Mobile | Mountaintop Enterprises | guyed-lattice | 226 | 280
| Bolton | *** Vernon Road | Eversource | Mountaintop Enterprises | guyed-lattice | var. | 280
| Bolton | *** Vernon Road | T-Mobile | Mountaintop Enterprises | guyed-lattice | 180 | 280
| Bolton | *** Vernon Road | Verizon | Mountaintop Enterprises | guyed-lattice | 120 | 280
Docket No. 33 | Bolton | *** Boston Turnpike | United Cable TV Corp | United Cable TV Corp | self-support lattice | 48 | 63
Docket No. 240 | Bolton | ** South Street | AT&T | AT&T | monopole | 120 | 120
| Bolton | ** South Street | T-Mobile | AT&T | monopole | 110 | 120
| Bolton | ** South Street | Verizon | AT&T | monopole | 107 | 120
| Bolton | ** South Street | Pocket (now MetroPCS) | AT&T | monopole | 99 | 120
| Bolton | ** South Street | Cingular | AT&T | monopole | 120 | 120
| Bolton | ** South Street | AT&T | AT&T | monopole | 118 | 120
| Bolton | ** South Street | Verizon | AT&T | monopole | 110 | 120
| Bolton | ** South Street | AT&T | AT&T | monopole |  | 120 |  | diesel generator
| Bolton | ** South Street | Verizon | Crown Castle | monopole | 107 | 120
| Bolton | ** South Street | AT&T | Crown Castle | monopole | 116 | 120
| Bolton | ** South Street | Dish | Crown Castle | monopole | 89 | 120 | yes
| Bolton | ** South Street | Verizon | Crown Castle | monopole | 107 | 120 | yes
| Bolton | ** South Street | AT&T | Crown Castle | monopole |  | 120 |  | diesel generator | 30-kW
| Bolton | Box Mountain Drive | MediaFLO | Marcus Communications | guyed-lattice | 379 | 450
| Bolton | Box Mountain Drive | Pocket (now MetroPCS) | Marcus Communications | guyed-lattice | 200 | 450
| Bolton | Box Mountain Drive | Clearwire | Marcus Communications | guyed-lattice | 150 | 450
| Bozrah | *** Gifford Lane | Omni | SBA Towers | self-support lattice | 193 | 193
| Bozrah | *** Gifford Lane | Verizon | SBA | self-support lattice | 165 | 196 |  | diesel generator
| Bozrah | *** Gifford Lane | AT&T | SBA Towers | self-support lattice | 152 | 193
| Bozrah | *** Gifford Lane | T-Mobile | SBA Towers | self-support lattice | 193 | 193
| Bozrah | *** Gifford Lane | Cingular | SBA Towers | self-support lattice | 182 | 193
| Bozrah | *** Gifford Lane | Cingular/AT&T | SBA Towers | self-support lattice | 152 | 193
| Bozrah | *** Gifford Lane | Verizon | SBA Towers | self-support lattice | 162 | 193
| Bozrah | *** Gifford Lane | Cingular | SBA Towers | self-support lattice | 182 | 193
| Bozrah | *** Gifford Lane | Verizon | SBA Towers | self-support lattice | 162 | 193
| Bozrah | *** Gifford Lane | AT&T | SBA Towers | self-support lattice | 182 | 193
| Bozrah | *** Gifford Lane | Sprint | SBA Towers | self-support lattice |  | 193
| Bozrah | *** Gifford Lane | Verizon | SBA Towers | self-support lattice | 162 | 193
| Bozrah | *** Gifford Lane | AT&T | SBA Towers | self-support lattice | 182 | 193
| Bozrah | *** Gifford Lane | Verizon | SBA Towers | self-support lattice | 162 | 193
| Bozrah | *** Gifford Lane | Sprint | SBA Towers | self-support lattice | 175 | 193
| Bozrah | *** Gifford Lane | AT&T | SBA Towers | self-support lattice | 182 | 193
| Bozrah | *** Gifford Lane | AT&T | SBA Towers |  |  |  |  | diesel generator | 30-kilowatt
| Bozrah | *** Gifford Lane | Dish | SBA Towers | self-support lattice | 150 | 196 | yes
| Bozrah | *** Gifford Lane | Verizon | SBA Towers | self-support lattice | 160 | 196 | yes
| Bozrah | Polly Lane | Sprint | Alice Maynard | guyed-lattice | 150 | 185
| Bozrah | Polly Lane | SCLP | Alice Maynard | guyed-lattice | 160 | 185
| Bozrah | Polly Lane | SCLP | Alice Maynard | guyed-lattice | 192 | 185
| Bozrah | Polly Lane | BAM | Alice Maynard | guyed-lattice | 138 | 185
| Bozrah | Polly Lane | AT&T | Cordless Data Transfer | guyed-lattice | 164 | 185
| Bozrah | Polly Lane | Cingular | Cordless Data Transfer | guyed-lattice | 192 | 185
| Bozrah | Polly Lane | Verizon | Cordless Data Transfer | guyed-lattice | 136 | 185
| Bozrah | Polly Lane | AT&T | Cordless Data Transfer | guyed-lattice | 164 | 185
| Bozrah | Polly Lane | Cingular | Cordless Data Transfer | guyed-lattice | 192 | 185
| Bozrah | Polly Lane | Verizon | Cordless Data Transfer | guyed-lattice | 136 | 185
| Bozrah | Polly Lane | AT&T | Cordless Data Transfer | guyed-lattice | 188 | 185
| Bozrah | Polly Lane | Sprint | Cordless Data Transfer | guyed-lattice | 150 | 185
| Bozrah | Polly Lane | T-Mobile | Cordless Data Transfer | guyed-lattice | 182 | 185
| Bozrah | Polly Lane | Sprint | Cordless Data Transfer | guyed-lattice | 150 | 185
| Bozrah | Polly Lane | AT&T | Cordless Data Transfer | guyed-lattice | 188 | 185
| Bozrah | Polly Lane | DISH | Cordless Data Transfer | guyed Lattice | 127 | 187 | yes
| Bozrah | Polly Lane | AT&T | Cordless Data Transfer | guyed-lattice | 188 | 185 |  | diesel generator | 30-kilowatt
| Branford | ** Acorn Road | Nextel | Sprint | monopole | 120 | 150
| Branford | ** Acorn Road | Nextel | Sprint | monopole | 120 | 150
| Branford | ** Acorn Road | SCLP | Sprint | monopole | 105 | 150
| Branford | ** Acorn Road | Metricom | Sprint | monopole | 116 | 150
| Branford | ** Acorn Road | SNET/Cingular | Sprint | monopole | 105 | 150
| Branford | ** Acorn Road | AT&T | Sprint | monopole | 140 | 150
| Branford | ** Acorn Road | Verizon | Sprint | monopole | 116 | 150
| Branford | ** Acorn Road | Cingular | Sprint | monopole | 105 | 150
| Branford | ** Acorn Road | AT&T | Sprint | monopole | 140 | 150
| Branford | ** Acorn Road | Verizon | Sprint | monopole | 116 | 150
| Branford | ** Acorn Road | Pocket (now MetroPCS) | Sprint | monopole | 137 | 150
| Branford | ** Acorn Road | AT&T | Sprint | monopole | 105 | 150
| Branford | ** Acorn Road | Verizon | Sprint | monopole | 116 | 150
| Branford | ** Acorn Road | Sprint | Crown Castle | monopole | 149 | 150
| Branford | ** Acorn Road | Sprint | Crown Castle | monopole | 147 | 150
| Branford | ** Acorn Road | Verizon | SBA | monopole | 116 | 150
| Branford | ** Acorn Road | MetroPCS | SBA | monopole | 135 | 150
| Branford | ** Acorn Road | Verizon | Crown Castle | monopole | 116 | 150
| Branford | ** Acorn Road | AT&T | Crown Castle | monopole | 108 | 150
Petition No. 1281 | Branford | ** Acorn Road | Verizon | Crown Castle | monopole |  | 150 |  | propane generator
| Branford | ** Acorn Road | T-Mobile | Crown Castle | monopole | 135 | 150
| Branford | ** Acorn Road | Verizon | Crown Castle | monopole | 116 | 150
| Branford | ** Acorn Road | AT&T | Crown Castle | monopole | 106 | 150
| Branford | ** Acorn Road | DISH | Crown Castle | monopole | 126 | 150 | yes
| Branford | ** Acorn Road | Verizon | Crown Castle | monopole | 116 | 150
| Branford | ** Acorn Road | AT&T | Crown Castle | monopole | 106 | 150
Petition No. 1428 | Branford | *** East Main Street | Eversource | Eversource | wood pole | 49 | 50 |  | propane generator | 24-kilowatt
| Branford | * Beaver Road | SCLP | Nextel | self-support lattice | 112 | 125
| Branford | * Beaver Road | SNET/Cingular | American Tower | self-support lattice | 113 | 125
| Branford | * Beaver Road | Cingular | American Tower | self-support lattice | 113 | 125
| Branford | * Beaver Road | Pocket (now MetroPCS) | American Tower | self-support lattice | 106 | 125
| Branford | * Beaver Road | AT&T (Cingular) | American Tower | self-support lattice | 113 | 125
| Branford | * Beaver Road | MetroPCS | American Tower | self-support lattice | n/a | 125
| Branford | * Beaver Road | AT&T | American Tower Corporation | self-support lattice | 113 | 125
| Branford | * Beaver Road | AT&T | American Tower | self-support lattice | 113 | 125
| Branford | * Beaver Road | AT&T | American Tower | self-support lattice | 113 | 125
Docket No. 44 | Branford | *** Brushy Plain Road | SNET Cellular | SNET Cellular | monopole | 150 | 150
| Branford | *** Brushy Plain Road | SNET/SCLP | SNET/SCLP | monopole | 150 | 150
| Branford | *** Brushy Plain Road | SNET/SCLP | SNET/SCLP | monopole
| Branford | *** Brushy Plain Road | SNET/SCLP | SNET/SCLP | monopole | 152.33 | 150
| Branford | *** Brushy Plain Road | SNET/SCLP | SNET/SCLP | monopole | 132 | 150
| Branford | *** Brushy Plain Road | Verizon | SCLP | monopole | 110 | 154
| Branford | *** Brushy Plain Road | Cingular | SCLP | monopole | 153 | 154
| Branford | *** Brushy Plain Road | Verizon | SCLP | monopole | 110 | 154
| Branford | *** Brushy Plain Road | T-Mobile | SCLP | monopole | 140 | 154
| Branford | *** Brushy Plain Road | Cingular | SCLP | monopole | 153 | 154
| Branford | *** Brushy Plain Road | T-Mobile | American Tower | monopole | 140 | 154
| Branford | *** Brushy Plain Road | Clearwire | American Tower | monopole | 130 | 154
| Branford | *** Brushy Plain Road | Verizon | American Tower | monopole | 113 | 154
| Branford | *** Brushy Plain Road | AT&T | American Tower | monopole | 153 | 154
| Branford | *** Brushy Plain Road | T-Mobile | American Tower | monopole | 140 | 154
| Branford | *** Brushy Plain Road | AT&T | American Tower | monopole | 150 | 150
| Branford | *** Brushy Plain Road | Verizon | American Tower | monopole | 113 | 150
| Branford | *** Brushy Plain Road | T-Mobile | American Tower | monopole | 140 | 150
| Branford | *** Brushy Plain Road | AT&T | American Tower | monopole | 150 | 150
| Branford | *** Brushy Plain Road | Verizon | American Tower | monopole | 113 | 150
| Branford | *** Brushy Plain Road | AT&T | American Tower | monopole | 150 | 150
| Branford | *** Brushy Plain Road | T-Mobile | American Tower | monopole | 140 | 150
| Branford | *** Brushy Plain Road | DISH | American Tower | monopole | 103 | 150 | yes
| Branford | ** Hosley Avenue | T-Mobile | Amtrak | monopole | 150 | 150
| Branford | ** Hosley Avenue | T-Mobile | Amtrak | monopole | 150 | 150
| Branford | ** Hosley Avenue | T-Mobile | Amtrak | monopole | 150 | 150
| Branford | ** Hosley Avenue | T-Mobile | Amtrak | monopole | 150 | 150
| Branford | ** Hosley Avenue | T-Mobile | Amtrak | monopole | 150 | 150 | yes
Docket No. 413 | Branford | *** Leetes Island Road | Verizon | Verizon | water tank | 90 | 109 |  | diesel generator
Docket No. 413 | Branford | *** Leetes Island Road | AT&T | Verizon | water tank | 100 | 109
Docket No. 413 | Branford | *** Leetes Island Road | T-Mobile | Verizon | water tank | 80 | 109
| Branford | *** Leetes Island Road | Verizon | Verizon | water tank | 90 | 109
| Branford | *** Leetes Island Road | Verizon | Verizon | water tank | 90 | 109
| Branford | *** Leetes Island Road | T-Mobile | Verizon | water tank | 81 | 109 | yes
| Branford | *** Leetes Island Road | T-Mobile | Verizon | water tank |  |  |  | diesel-generator | 48-kilowatt
Petition No. 1435 | Branford | Off Leetes Island Road | DESPP | DESPP/DOT | Self-support lattice | 100 | 100 | NA | propane generator | 80-kilowatt
| Branford | ** Maple Street | T-Mobile | Marine Systems LLC | smokestack | 96 | 100
| Branford | ** Maple Street | Sprint | Marine Systems LLC | smokestack | 85 | 100
| Branford | ** Maple Street | Sprint | Marine Systems LLC | smokestack
| Branford | ** Maple Street | T-mobile | Marine Systems LLC | smokestack | 96 | 100
| Branford | ***-*** North Main Street | SCLP | Sprint | monopole | 110 | 150
| Branford | ***-*** North Main Street | Pagenet | Sprint | monopole | 95 | 150
| Branford | ***-*** North Main Street | Metricom | Sprint | monopole | 135 | 150
| Branford | ***-*** North Main Street | SNET/Cingular | Sprint | monopole | 110 | 147
| Branford | ***-*** North Main Street | AT&T | Sprint | monopole | 120 | 150
| Branford | ***-*** North Main Street | Nextel | Sprint | monopole | 135 | 150
| Branford | ***-*** North Main Street | Cingular | Sprint | monopole | 110 | 150
| Branford | ***-*** North Main Street | AT&T | Sprint | monopole | 120 | 150
| Branford | ***-*** North Main Street | T-Mobile | Sprint | monopole | 125 | 150
Petition No. 887 | Branford | ***-*** North Main Street | Pocket (now MetroPCS) | Sprint | monopole | 157 | 157
| Branford | ***-*** North Main Street | Clearwire | Sprint | monopole | 150 | 157
| Branford | ***-*** North Main Street | Sprint Nextel | Sprint | monopole | 147 | 157
| Branford | ***-*** North Main Street | AT&T | Sprint | monopole | 112 | 157
| Branford | ***-*** North Main Street | MetroPCS | Crown Castle | monopole | n/a | 157
| Branford | ***-*** North Main Street | Sprint | Crown Castle | monopole | 147 | 157
| Branford | ***-*** North Main Street | Sprint | Crown Castle | monopole | 147 | 157
| Branford | ***-*** North Main Street | T-Mobile | Crown Castle | monopole | 122 | 157
| Branford | ***-*** North Main Street | Sprint | Crown Castle | monopole | n/a | 157 |  | diesel
| Branford | ***-*** North Main Street | T-Mobile | Crown Castle | monopole | 121 | 147
| Branford | ***-*** North Main Street | AT&T | Crown Castle | monopole | 112 | 157
| Branford | ***-*** North Main Street | AT&T | Crown Castle | monopole | 112 | 147
| Branford | ***-*** North Main Street | T-Mobile | Crown Castle | monopole | 121 | 147
| Branford | ***-*** North Main Street | AT&T | Crown Castle | monopole | 110 | 147
Petition No. 1513 | Branford | ***-*** North Main Street | DISH | Crown Castle | monopole | 136 | 147 | yes
| Branford | ***-*** North Main Street | T-Mobile | Crown Castle | monopole | 147 | 147 | yes
Docket No. 122 | Branford | ***-*** North Main Street | BAM | BAM | monopole | 108 | 110
| Branford | ***-*** North Main Street | BAM | BAM | monopole | 107 | 110
| Branford | ***-*** North Main Street | BAM | BAM | monopole | 110 | 110
| Branford | ***-*** North Main Street | BAM | Crown Atlantic Co. LLC
| Branford | ***-*** North Main Street | Verizon | Verizon | monopole | 110 | 110
| Branford | ***-*** North Main Street | Verizon | Verizon | monopole | 96 | 110
| Branford | ***-*** North Main Street | Verizon | Verizon | monopole | 96, 105 | 110
| Branford | ***-*** North Main Street | Verizon | Crown Castle | monopole | 97 | 110
| Branford | ***-*** North Main Street | Verizon | Crown Castle | monopole | 97, 103 | 110
| Branford | ***-*** North Main Street | Verizon | Crown Castle | monopole | 97, 103 | 110
| Branford | ***-*** North Main Street | Verizon | Crown Castle | monopole | 12' | 110
| Branford | ***-*** North Main Street | Verizon | Crown Castle | monopole | 97 | 110
| Branford | ***-*** North Main Street | Verizon | Crown Castle | monopole | 97 | 110 | yes
Docket No. 386 | Branford | *** Pine Orchard Road | T-Mobile | T-Mobile | monopole | 122 | 125
Docket No. 386 | Branford | *** Pine Orchard Road | AT&T | T-Mobile | monopole | 112 | 125
| Branford | *** Pine Orchard Road |  | Florida Tower Partners | monopole |  | 125
| Branford | *** Pine Orchard Road | Verizon | Florida Tower Partners | monopole | 102 | 125
| Branford | *** Pine Orchard Road | T-Mobile | Florida Tower Partners | monopole | 120 | 125
| Branford | *** Pine Orchard Road |  | American Towers LLC | monopole |  | 125
| Branford | *** Pine Orchard Road | AT&T | American Tower | monopole | 112 | 125
| Branford | *** Pine Orchard Road | Verizon | American Tower Corporation | monopole | 102 | 123
| Branford | *** Pine Orchard Road | AT&T | American Tower | monopole | 112 | 125
| Branford | *** Pine Orchard Road | T-Mobile | American Tower | monopole | 125 | 125
| Branford | *** Pine Orchard Road | DISH | American Tower | monopole | 80 | 125 | yes
| Branford | *** Pine Orchard Road | Verizon | American Tower | monopole | 102 | 125 | yes
Docket No. 427 | Branford | *** Short Beach Road | AT&T | North Atlantic Towers | monopole | 120 | 120 |  | diesel generator | 48-hour capacity
Docket No. 427 | Branford | *** Short Beach Road | Verizon | North Atlantic Towers | monopole | 110 | 120 |  | diesel generator
| Branford | *** Short Beach Road |  | American Towers LLC | monopole |  | 120
| Branford | *** Short Beach Road | Verizon | American Tower | monopole | 100 | 120
| Branford | *** Short Beach Road | Verizon | American Tower Corporation | monopole | 100 | 119
| Branford | *** Short Beach Road | AT&T | American Tower Corporation | monopole | 118 | 119
| Branford | *** Short Beach Road | AT&T | American Tower Corporation | monopole | 118 | 120
| Branford | *** Short Beach Road | Verizon | American Tower Corporation | monopole | 100 | 120
| Branford | *** Short Beach Road | AT&T | American Tower Corporation | monopole | 118 | 120
| Branford | *** Short Beach Road | DISH | American Tower Corporation | monopole | 110 | 120 | yes
| Branford | *** Short Beach Road | Verizon | American Tower Corporation | monopole | 100 | 120
| Branford | ** Sylvia Street | AT&T Wireless | VoiceStream | monopole | 100 | 125
| Branford | ** Sylvia Street | T-Mobile | VoiceStream | monopole | 122.5 | 125
| Branford | ** Sylvia Street | Cingular | VoiceStream | monopole | 100 | 125
| Branford | ** Sylvia Street | Pocket (now MetroPCS) | VoiceStream | monopole | 112 | 125
| Branford | ** Sylvia Street | Clearwire | VoiceStream | monopole | 90 | 125
| Branford | ** Sylvia Street | T-Mobile | T-Mobile | monopole | 122 | 125
| Branford | ** Sylvia Street | AT&T | T-Mobile | monopole | 100 | 125
| Branford | ** Sylvia Street | T-Mobile | Crown Castle | monopole | 122 | 125
| Branford | ** Sylvia Street | T-Mobile | Crown Castle | monopole | 122 | 125
| Branford | ** Sylvia Street | AT&T | Crown Castle | monopole | 100 | 125
| Branford | ** Sylvia Street | Verizon | Crown Castle | monopole | 112 | 125 |  | 15kW diesel generator
| Branford | ** Sylvia Street | Sprint | Crown Castle | monopole | 90 | 125
| Branford | ** Sylvia Street | AT&T | Crown Castle | monopole | 100 | 125
| Branford | ** Sylvia Street | T-Mobile | Crown Castle | monopole | 122 | 125
| Branford | ** Sylvia Street | Sprint | Crown Castle | monopole
| Branford | ** Sylvia Street | DISH | Crown Castle | monopole | 81 | 125 | yes
| Branford | ** Sylvia Street | Verizon | Crown Castle | monopole | 112 | 125
| Branford | *** West Main Street | Verizon | Sprint | monopole | 110 | 120 |  | diesel generator
| Branford | *** West Main Street | AT&T Wireless | Sprint | monopole | 100 | 120
| Branford | *** West Main Street | Verizon | Sprint | monopole | 110 | 120
Petition No. 766 | Branford | *** West Main Street | T-Mobile | Global Signal | monopole | 130 | 130
| Branford | *** West Main Street | Cingular/AT&T | Global Signal | monopole | 100 | 130
| Branford | *** West Main Street | Sprint Nextel | Global Signal | monopole | 120 | 130
| Branford | *** West Main Street | Clearwire | Global Signal | monopole | 118 | 130
| Branford | *** West Main Street | Verizon | Global Signal | monopole | 110 | 130
| Branford | *** West Main Street | T-Mobile | Global Signal | monopole | 130 | 130
| Branford | *** West Main Street | Sprint Nextel | Global Signal | monopole | 120 | 130
| Branford | *** West Main Street | Clearwire | Crown Castle | monopole | 124 | 130
| Branford | *** West Main Street | Sprint | Crown Castle | monopole | 120 | 130
| Branford | *** West Main Street | Verizon | Crown Castle | monopole | 110 | 130
| Branford | *** West Main Street | T-Mobile | Crown Castle | monopole | 130 | 130
| Branford | *** West Main Street | Sprint | Crown Castle | monopole | 120 | 130
| Branford | *** West Main Street | Verizon | Crown Castle | monopole | 111 | 130
| Branford | *** West Main Street | T-Mobile | Crown Castle | monopole | 130 | 130
| Branford | *** West Main Street | Verizon | Crown Castle | monopole | 110 | 130
| Branford | *** West Main Street | T-Mobile | Crown Castle | monopole | 130 | 130
| Branford | *** West Main Street | Verizon | Crown Castle | monopole | 12 | 130
| Bridgeport | **** Connecticut Avenue | VoiceStream | American Tower | monopole | 120 | 130
| Bridgeport | **** Connecticut Avenue | XM Satellite/Radio | American Tower | monopole | 110 | 130
Petition No. 552 | Bridgeport | **** Connecticut Avenue | Northcoast | American Tower | monopole | 100 | 130
| Bridgeport | **** Connecticut Avenue | T-Mobile | American Tower | monopole | 120 | 130
| Bridgeport | **** Connecticut Avenue | AT&T | American Tower | monopole | 100 | 130
| Bridgeport | **** Connecticut Avenue | Cingular | American Tower | monopole | 110 | 130
| Bridgeport | **** Connecticut Avenue | MetroPCS New York | American Tower | monopole | 98 | 130
| Bridgeport | **** Connecticut Avenue | Sprint Nextel | American Tower | monopole | 126 | 130
| Bridgeport | **** Connecticut Avenue | T-Mobile | American Tower | monopole | 119 | 130
| Bridgeport | **** Connecticut Avenue | Clearwire | American Tower | monopole | 125 | 130
| Bridgeport | **** Connecticut Avenue | AT&T | American Tower | monopole | 105 | 130
| Bridgeport | **** Connecticut Avenue | American Tower | American Tower | monopole |  | 130 |  | diesel generator
| Bridgeport | **** Connecticut Avenue | Sprint | American Tower | monopole | 106 | 130
| Bridgeport | **** Connecticut Avenue | T-Mobile | American Tower Corporation | monopole | 119 | 126
| Bridgeport | **** Connecticut Avenue | T-Mobile | American Tower | monopole | 116 | 126
| Bridgeport | **** Connecticut Avenue | AT&T | American Tower | monopole | 106 | 130
| Bridgeport | **** Connecticut Avenue | Sprint | American Tower | monopole | 123 | 136
| Bridgeport | **** Connecticut Avenue | T-Mobile | American Tower | monopole | 116 | 130
| Bridgeport | **** Connecticut Avenue | Sigfox | American Tower | monopole | 88 | 126
| Bridgeport | **** Connecticut Avenue | AT&T | American Tower | monopole | 106 | 126
| Bridgeport | **** Connecticut Avenue | AT&T | American Tower | monopole | 106 | 126 | yes
| Bridgeport | **** Connecticut Avenue | DISH | American Tower | monopole | 78 | 126 | yes
| Bridgeport | **** Trumbull Avenue | BAM | Chopsey Hill Assoc | self-support lattice | 145 | 240
| Bridgeport | **** Trumbull Avenue | BAM | Chopsey Hill Assoc | self-support lattice | 132 | 240
| Bridgeport | **** Trumbull Avenue | AT&T Wireless | Chopsey Hill Assoc | self-support lattice | 165 | 240
| Bridgeport | **** Trumbull Avenue | Verizon | Chopsey Hill Assoc | self-support lattice | 150 | 240
| Bridgeport | **** Trumbull Avenue | Northcoast | Remo Tartaglia | self-support lattice | 80 | 240
| Bridgeport | **** Trumbull Avenue | AT&T Wireless | Remo Tartaglia | self-support lattice
Petition No. 512 | Bridgeport | **** Trumbull Avenue | VoiceStream | Remo Tartaglia | self-support lattice | 202 | 240
| Bridgeport | **** Trumbull Avenue | Marcus Communications | Remo Tartaglia | self-support lattice | 237, 247,217 | 240
| Bridgeport | **** Trumbull Avenue | AT&T Wireless | Remo Tartaglia | self-support lattice | 165 | 240
| Bridgeport | **** Trumbull Avenue | AT&T Wireless | Remo Tartaglia | self-support lattice |  | 240
| Bridgeport | **** Trumbull Avenue | New Cingular | Remo Tartaglia | self-support lattice | 165 | 240
| Bridgeport | **** Trumbull Avenue | Nextel | Remo Tartaglia | self-support lattice |  | 240 |  | diesel generator
| Bridgeport | **** Trumbull Avenue | MetroPCS New York | Remo Tartaglia | self-support lattice | 210 | 240
| Bridgeport | **** Trumbull Avenue | Sprint/Nextel | Remo Tartaglia | self-support lattice | 187, 180 | 240
| Bridgeport | **** Trumbull Avenue | T-Mobile | Remo Tartaglia | self-support lattice | 200 | 240
| Bridgeport | **** Trumbull Avenue | Clearwire | Remo Tartaglia | self-support lattice | 180 | 240
| Bridgeport | **** Trumbull Avenue | Verizon | Remo Tartaglia | self-support lattice | 150 | 240
| Bridgeport | **** Trumbull Avenue | Sprint | Remo Tartaglia | self-support lattice |  | 240 |  | fuel cell backup
| Bridgeport | **** Trumbull Avenue | AT&T | Remo Tartaglia | self-support lattice | 164 | 240
| Bridgeport | **** Trumbull Avenue | T-Mobile | Cell Tower Lease Acquisition/Unison | self-support lattice | 205 | 240
| Bridgeport | **** Trumbull Avenue | Verizon | Cell Tower Lease Acquisition/Unison | self-support lattice | 155 | 240
| Bridgeport | **** Trumbull Avenue | AT&T | Global Tower Partners | self-support lattice |  | 240 |  | diesel generator
| Bridgeport | **** Trumbull Avenue | Sprint | Global Tower Partners | self-support lattice | 180 | 240
| Bridgeport | **** Trumbull Avenue | Sprint | Global Tower Partners | self-support lattice | 180 | 240
| Bridgeport | **** Trumbull Avenue | Verizon | American Tower Corporation | self-support lattice | 155 | 240
| Bridgeport | **** Trumbull Avenue | T-Mobile | American Tower Corporation | self-support lattice | 202 | 240
| Bridgeport | **** Trumbull Avenue | AT&T | American Tower Corporation | self-support lattice | 165 | 240
| Bridgeport | **** Trumbull Avenue | AT&T | American Tower Corporation | self-support lattice | 165 | 240
| Bridgeport | **** Trumbull Avenue | T-Mobile | American Tower Corporation | self-support lattice | 202 | 240
| Bridgeport | **** Trumbull Avenue | Verizon | American Tower | self-support lattice | 155 | 240
| Bridgeport | **** Trumbull Avenue | AT&T | American Tower | self-support lattice | 165 | 240
| Bridgeport | **** Trumbull Avenue | T-Mobile | American Tower | self-support lattice | 202 | 240
| Bridgeport | **** Trumbull Avenue | American Tower Corporation | Global Tower Partners |  |  |  |  | diesel generator | 80-kilowatt
| Bridgeport | **** Trumbull Avenue | AT&T | American Tower | self-support lattice | 165 | 240
| Bridgeport | **** Trumbull Avenue | Verizon | American Tower | self-support lattice | 155 | 240
| Bridgeport | **** Trumbull Avenue | AT&T | American Tower | self-support lattice | 165 | 240 | yes
| Bridgeport | **** Trumbull Avenue | DISH | American Tower | self-support lattice | 145 | 240 | yes
| Bridgeport | **** Trumbull Avenue | Verizon | American Tower | self-support lattice | 155 | 240 | yes
| Bridgeport | **** Trumbull Avenue | AT&T | American Tower | self-support lattice | 165 | 240 | yes
| Bridgeport | **** Noble Avenue | AT&T Wireless | VoiceStream | monopole | 98 | 120
| Bridgeport | **** Noble Avenue | AT&T Wireless | VoiceStream | monopole | 98 | 120
| Bridgeport | **** Noble Avenue | AT&T Wireless | VoiceStream | monopole |  | 120
| Bridgeport | **** Noble Avenue | T-Mobile | VoiceStream | monopole | 0.91453 | 120
| Bridgeport | **** Noble Avenue | Nextel | VoiceStream | monopole | 89.5, 84.5 | 120
| Bridgeport | **** Noble Avenue | AT&T | VoiceStream | monopole | 98 | 120
| Bridgeport | **** Noble Avenue | Sprint Nextel | VoiceStream | monopole | 100 | 120
| Bridgeport | **** Noble Avenue | Clearwire | VoiceStream | monopole | 95 | 120
| Bridgeport | **** Noble Avenue | T-Mobile | Crown Castle | monopole | 105 & 115 | 120
| Bridgeport | **** Noble Avenue | Sprint | Crown Castle | monopole | 96 | 120
| Bridgeport | **** Noble Avenue | DISH | Crown Castle | monopole | 86 | 120 | yes
Docket No. 45 | Bridgeport | *** Kaechele Place | SNET Cellular | SNET Cellular | monopole | 150 | 150
| Bridgeport | *** Kaechele Place | SNET/SCLP | SNET/SCLP | monopole
| Bridgeport | *** Kaechele Place | SNET/SCLP | SNET/SCLP | monopole | 152.47 | 150
| Bridgeport | *** Kaechele Place | SNET/SCLP | SNET/SCLP | monopole | 157.46 | 150
| Bridgeport | *** Kaechele Place | ATT Wireless | SNET/SCLP | monopole | 140 | 150
| Bridgeport | *** Kaechele Place | Verizon/Cingular | AT&T | monopole | 100/155 | 156
| Bridgeport | *** Kaechele Place | AT&T Wireless | AT&T | monopole | 140
| Bridgeport | *** Kaechele Place | Cingular | AT&T | monopole | 155 | 156
| Bridgeport | *** Kaechele Place | Cingular/AT&T | AT&T | monopole | 140 | 156
| Bridgeport | *** Kaechele Place | MetroPCS New York | AT&T | monopole | 120 | 156
| Bridgeport | *** Kaechele Place | Cingular | AT&T | monopole | 155 | 156
| Bridgeport | *** Kaechele Place | Cingular/AT&T | AT&T | monopole | see comments | 156
| Bridgeport | *** Kaechele Place | Clearwire | AT&T | monopole | var. | 156
| Bridgeport | *** Kaechele Place | Verizon | AT&T | monopole | 100 | 156
| Bridgeport | *** Kaechele Place | AT&T | AT&T | monopole | 154 | 156
| Bridgeport | *** Kaechele Place | Verizon | AT&T | monopole | 100 | 156
| Bridgeport | *** Kaechele Place | AT&T | Crown Castle | monopole | 154 | 156
| Bridgeport | *** Kaechele Place | AT&T | Crown Castle | monopole | 154 | 156
| Bridgeport | *** Kaechele Place | T-Mobile | Crown Castle | monopole | 120 | 156
| Bridgeport | *** Kaechele Place | T-Mobile | Crown | monopole
| Bridgeport | *** Kaechele Place | Verizon | Crown Atlantic Co | monopole | 99 | 156
| Bridgeport | *** Kaechele Place | Sprint | Crown Castle | monopole | 140 | 150
| Bridgeport | *** Kaechele Place | AT&T | Crown Castle | monopole | 154 | 150
| Bridgeport | *** Kaechele Place | Verizon | SNET Cellular | monopole | 99 | 150
| Bridgeport | *** Kaechele Place | Verizon | SNET Cellular | monopole | 99 | 150
| Bridgeport | *** Kaechele Place | T-Mobile | SNET Cellular | monopole | 120 | 150
| Bridgeport | *** Kaechele Place | DISH | SNET Cellular | monopole | 128 | 150 | yes
| Bridgeport | *** Kaechele Place | AT&T | Crown Castle | monopole | 154 | 150 | yes
| Bridgeport | *** Kaechele Place | Verizon | Crown Castle | monopole | 12 | 150
Docket No. 464 | Bridgeport | *** Evergreen Street | AT&T | Blue Sky Towers LLC | monopole | 130 | 135
| Bridgeport | *** Evergreen Street | Sprint | Blue Sky Towers LLC | monopole | 120 | 135
| Bridgeport | *** Evergreen Street | T-Mobile | Blue Sky Towers LLC | monopole | 110 | 135 |  | propane generator | 7.5-kW
| Bridgeport | *** Evergreen Street | AT&T | Blue Sky Towers LLC | monopole | 130 | 135
| Bridgeport | *** Evergreen Street | AT&T | Blue Sky Towers LLC | monopole | 130 | 135
| Bridgeport | *** Evergreen Street | T-Mobile | Blue Sky Towers LLC | monopole | 110 | 135
| Bridgeport | *** Evergreen Street | DISH | Blue Sky Towers LLC | monopole | 99 | 135 | yes
| Bridgeport | *** Evergreen Street | AT&T | Blue Sky Towers LLC | monopole | 130 | 135 | yes
| Bridgeport | *** Evergreen Street | AT&T | Blue Sky Towers LLC | monopole |  | 135 |  | diesel generator
Petition No. 967 | Bridgeport | **** Fairfield Avenue | Clearwire | Bridgeport Garden Apts | smokestack | 81' | 87'
Docket No. 479 | Bridgeport | *** Horace Street | Verizon | Tarpon Towers II | monopole | 90 | 90 |  | battery & natural gas generator | 25 kW
| Bridgeport | *** Horace Street | T-Mobile | Tarpon Towers II | monopole | 80 | 90 |  | natural gas generator | 25 kw
| Bridgeport | *** Horace Street | Verizon | Tarpon Towers II | monopole | 90 | 90
| Bridgeport | *** Horace Street | T-Mobile | Tarpon Towers II | monopole | 80 | 90 | yes
| Bridgeport | *** John Street | SNET/SCLP | SNET/SCLP | rooftop mounted self-support lattice |  | 186
| Bridgeport | *** John Street | Cingular | SNET/SCLP | rooftop mounted self-support lattice |  | 186
| Bridgeport | *** John Street | Cingular | SNET/SCLP | rooftop mounted self-support lattice |  | 186
| Bridgeport | *** John Street | Cingular | SNET/SCLP | rooftop mounted self-support lattice | 146 | 186
Docket No. 472 | Bridgeport | *** Broadbridge Road | Verizon | Verizon | monopole | 92 & 82 | 100 |  | 25-kW natural gas
Sub-Petition No. 1133 | Bridgeport | *** Broadbridge Road | Verizon | Verizon | monopole | 78ft -98-ft | 100 | yes
Petition No. 437 | Bridgeport | ** Congress Street | UI | UI | utility pole | 79 | 79
| Bridgeport | *** Pine Street | VoiceStream | RCSC | self-support lattice | 180 | 250
| Bridgeport | *** Pine Street | Verizon | RCSC | self-support lattice | 110 | 250
| Bridgeport | *** Pine Street | Metricom | Radio Communications Corp. | self-support lattice | 124 | 248
| Bridgeport | *** Pine Street | Nextel | Radio Communications Corp. | self-support lattice | 96 | 250
| Bridgeport | *** Pine Street | T-Mobile | RCSC | self-support lattice | 180 | 250
| Bridgeport | *** Pine Street | Verizon | RCSC | self-support lattice | 110 | 250
| Bridgeport | *** Pine Street | Nextel | RCSC | self-support lattice | 85 | 250
| Bridgeport | *** Pine Street | MetroPCS New York | RCSC | self-support lattice | 126 | 250
| Bridgeport | *** Pine Street | Sprint Nextel | RCSC | self-support lattice | 85 | 250
| Bridgeport | *** Pine Street | Sprint Nextel | RCSC | self-support lattice | 240 | 250
| Bridgeport | *** Pine Street | T-Mobile | RCSC | self-support lattice | 184 | 250
| Bridgeport | *** Pine Street | Clearwire | RCSC | self-support lattice | 85 | 250
| Bridgeport | *** Pine Street | Verizon | RCSC | self-support lattice | 110 | 250
| Bridgeport | *** Pine Street | Verizon | RCSC | self-support lattice | 110 | 250
| Bridgeport | *** Pine Street | Clearwire | RCSC | self-support lattice | 118 | 250
| Bridgeport | *** Pine Street | T-Mobile | RCSC (Robert Knapp) | self-support lattice | 180 | 250
| Bridgeport | *** Pine Street | Verizon | RCSC (Robert Knapp) | self-support lattice | 110 | 250
| Bridgeport | *** Pine Street | Verizon | RCSC (Robert Knapp) | self-support lattice | 110 | 250
| Bridgeport | *** Pine Street | Verizon | RCSC | self-support lattice | 110 | 250
| Bridgeport | *** Pine Street | T-Mobile | Radio Communications Corporation | self-support lattice | 180 | 250
| Bridgeport | *** Pine Street | T-Mobile | Radio Communications Corporation | self-support lattice | 180 | 250
| Bridgeport | *** Pine Street | Verizon | Radio Communications Corporation | self-support lattice | 110 | 250
| Bridgeport | *** Pine Street | T-Mobile | Radio Communications Corporation | self-support lattice | 180 | 250
| Bridgeport | *** Pine Street | Sprint | Radio Communications Corporation | self-support lattice | 118 | 250
| Bridgeport | *** Pine Street | Verizon | Radio Communications Corporation | self-support lattice | 110 | 250
| Bridgeport | *** Pine Street | T-Mobile | Radio Communications Corporation | self-support lattice | 180 | 250
Sub-Petition No. 1133 | Bridgeport | *** Pine Street | AT&T | Radio Communications Corporation | self-support lattice | 138 | 250 | yes | natural gas generator | 15-kilowatt
| Bridgeport | *** Pine Street | DISH | Radio Communications Corporation | self-support lattice | 162 | 250 | yes
Docklet No. 130 | Bridgeport | *** Barnum Avenue | BAM | RAST Building | roof top | 154 | 152
| Bridgeport | *** Barnum Avenue | BAM | RAST Building | roof top | 152 | 152
Petition No. 127 | Bridgeport | Bridgeport Harbor Gen. Station | WEBE Radio | United Illuminating | smokestack | 470 | 508
Petition No. 406 | Bridgeport | Oxbrook Road | Omni | CL&P | utility pole | 92.5 | 86
| Bridgeport | Oxbrook Road | Omni/VoiceStream/T-Mobile | CL&P | utility pole | 94 | 86
| Bridgeport | Oxbrook Road | Omni/VoiceStream/T-Mobile | CL&P | utility pole | 94 | 86
| Bridgeport | Oxbrook Road | T-Mobile | CL&P | utility pole | 92.5 | 86
Docket No. 437 | Bridgewater | *** Second Hill Road | AT&T | AT&T | monopole | 157 | 160 |  | diesel generator | 48-hour capacity
| Bridgewater |  | AT&T | AT&T | monopole | 156 | 160
| Bridgewater | *** Second Hill Road | AT&T | AT&T | monopole | 156 | 160
| Bridgewater | *** Second Hill Road | DISH | AT&T | monopole | 145 | 160 | yes
Docket No. 412 | Bridgewater | ** Wewaka Brook Road | AT&T | SBA Towers | monopole | 167 | 170
| Bridgewater | ** Wewaka Brook Road | AT&T | SBA Communications | monopole | 167 | 170
Docket No. 318 | Bristol | **** Terryville Avenue | Verizon | Verizon | monopole | 107, 117 | 120
| Bristol | **** Terryville Avenue | Verizon | Verizon | monopole | 107, 117 | 120
| Bristol | **** Farmington Avenue | AT&T | Nextel | monopole | 130 | 150
| Bristol | **** Farmington Avenue | Cingular/AT&T | Nextel | monopole | 130 | 150
| Bristol | **** Farmington Avenue | Clearwire | Nextel | monopole | 140 | 150
| Bristol | **** Farmington Avenue | Sprint | SBA Steel II, LLC | monopole | 140 | 150
| Bristol | **** Farmington Avenue | T-Mobile | SBA Steel II, LLC | monopole | 130 | 150
| Bristol | **** Farmington Avenue | Dish | SBA Steel II, LLC | monopole | 150 | 150 | yes
| Bristol | ** Valley Street | BAM | Carpenter Realty | self-support lattice | 105 | 110
| Bristol | ** Valley Street | BAM | Carpenter Realty | self-support lattice | 88 | 110
| Bristol | ** Valley Street | Verizon | Carpenter Realty | self-support lattice | 100, 110 | 110
| Bristol | ** Valley Street | Verizon | Carpenter Realty | self-support lattice | 100, 110 | 110
| Bristol | ** Valley Street | Verizon | Carpenter Realty | self-support lattice | 110 | 110
| Bristol | ** Valley Street | Verizon | Carpenter Realty | self-support lattice |  |  |  | natural gas generator | 100-kilowatt
| Bristol | ** Valley Street | Verizon | Carpenter Realty | self-support lattice | 103 | 110
Docket No. 250 | Bristol | *** Terryville Avenue | AT&T | AT&T | monopole | 170 | 170
Docket No. 250 | Bristol | *** Terryville Avenue | Sprint | AT&T | monopole | 150 | 170
| Bristol | *** Terryville Avenue | Verizon | AT&T | monopole | 140 | 170
| Bristol | *** Terryville Avenue | Cingular | AT&T | monopole | 169 | 170
| Bristol | *** Terryville Avenue | T-Mobile | AT&T | monopole | 130 | 170
| Bristol | *** Terryville Avenue | T-Mobile | AT&T | monopole | 130 | 170
| Bristol | *** Terryville Avenue | Pocket (now MetroPCS) | AT&T | monopole | 156 | 170
| Bristol | *** Terryville Avenue | Verizon | AT&T | monopole | 140 | 170
| Bristol | *** Terryville Avenue | MetroPCS | AT&T | monopole |  | 170
| Bristol | *** Terryville Avenue | AT&T | AT&T | monopole | 169 | 170
| Bristol | *** Terryville Avenue | AT&T | AT&T | monopole |  | 170 |  | diesel generator
| Bristol | *** Terryville Avenue | Sprint | AT&T | monopole | 158 | 170
| Bristol | *** Terryville Avenue | T-Mobile | AT&T | monopole | 130 | 170
| Bristol | *** Terryville Avenue | Verizon | AT&T | monopole | 140 | 170
| Bristol | *** Terryville Avenue | Verizon | AT&T | monopole | 140 | 168.5
| Bristol | *** Terryville Avenue | Sprint | Crown Castle | monopole | 158 | 170
| Bristol | *** Terryville Avenue | AT&T | Crown Castle | monopole | 168 | 170
| Bristol | *** Terryville Avenue | Verizon | Crown Castle | monopole | 140 | 170
| Bristol | *** Terryville Avenue | AT&T | Crown Castle | monopole | 168 | 170
| Bristol | *** Terryville Avenue | AT&T | Crown Castle | monopole | 168 | 170
| Bristol | *** Terryville Avenue | DISH | Crown Castle | monopole | 148 | 170 | yes
| Bristol | *** Terryville Avenue | Verizon | Crown Castle | monopole | 140 | 170
| Bristol | *** Middle Street | AT&T | Inland Private Capital Corp. | smokestack | 120 | 127
| Bristol | *** Middle Street | AT&T | Inland Private Capital Corp. | smokestack | 120 | 127
Petitin No. 1306 | Bristol | *** Farmington Avenue | Verizon | Federal Realty Investment Trust | small cell | 33 | 35.2
| Bristol | *** Willis Street | SNET/SCLP | SNET/SCLP | monopole | 115.26 | 80
Petition No. 314 | Bristol | *** Willis Street | SCLP | SCLP | monopole | 120 | 120
| Bristol | *** Willis Street | Nextel/BellSouth/Spectra | American Tower | monopole | 110 | 120
| Bristol | *** Willis Street | SNET/Cingular | American Tower | monopole | 123 | 120
| Bristol | *** Willis Street | Cingular | American Tower | monopole | 126 | 120
| Bristol | *** Willis Street | Pocket (now MetroPCS) | American Tower | monopole | 100 | 120
| Bristol | *** Willis Street | Clearwire | American Tower | monopole | 90 | 120
| Bristol | *** Willis Street | AT&T | American Tower | monopole | 124 | 120
| Bristol | *** Willis Street | MetroPCS | American Tower | monopole | n/a | 120
| Bristol | *** Willis Street | AT&T | American Tower | monopole | 128 | 120
| Bristol | *** Willis Street | AT&T | American Tower | monopole | 128 | 120
| Bristol | *** Willis Street | AT&T | American Tower | monopole | 124 | 120
| Bristol | *** Willis Street | AT&T | American Tower | monopole | 124 | 120
| Bristol | *** Willis Street | Sprint | American Tower | monopole | 90 | 120
| Bristol | *** Willis Street | AT&T | American Tower | monopole | 124 | 120
| Bristol | *** Willis Street | Verizon | American Tower | monopole | 112 | 120 | yes | diesel generator | 30-kilowatt
| Bristol | *** Willis Street | AT&T | American Tower | monopole |  | 120 |  | diesel | 50-kilowatt
Petition No. 510 | Bristol | *** Willis Street | VoiceStream | CL&P | guyed-lattice | 123 | 125
| Bristol | *** Willis Street | T-Mobile | CL&P | guyed-lattice | 123 | 125
Petition No. 800 | Bristol | *** Willis Street | CL&P | CL&P | self-support lattice | var. | 130
Petition No. 800 | Bristol | *** Willis Street | T-Mobile | CL&P | self-support lattice | 123 | 130
| Bristol | *** Willis Street | T-Mobile | CL&P | self-support lattice | 125 | 130
| Bristol | *** Willis Street | T-Mobile | Eversource | self-support lattice | 125 | 130
| Bristol | *** Willis Street | T-Mobile | Eversource | self-support lattice | 125 | 130
| Bristol | *** Willis Street | Eversource | Eversource | self-support lattice | 87 & 127 | 130
| Bristol | *** Willis Street | Eversource | Eversource | self-support lattice | 86 | 130
Petition No. 1143 | Bristol | ** Farmington Avenue | Verizon | MCH Properties | small cell | 26.5 | 16.9
Petition No. 79 | Bristol | ** Main Street | SNET | SNET | roof top | 52 | 44
| Bristol | *** Farmington Avenue | T-Mobile | T-Mobile | monopole | 113 | 120
| Bristol | *** Farmington Avenue | Pocket (now MetroPCS) | T-Mobile | monopole | 98 | 120
| Bristol | *** Farmington Avenue | MetroPCS | T-Mobile | monopole | 98 | 120
| Bristol | *** Farmington Avenue | T-Mobile | Crown Castle | monopole | 115 | 120
Petition No. 1133 | Bristol | *** Farmington Avenue | AT&T | Crown Castle | monopole | `126 | 131 | yes | diesel generator | 20-kW
Docket No. 467 | Brookfield | *** Pocono Road | Verizon | Homeland Towers | monopole | 148 | 150 |  | propane generator | 10 kW
| Brookfield | *** Pocono Road | Verizon | Homeland Towers | monopole | 148 | 150
| Brookfield | *** Pocono Road | DISH | Homeland Towers | monopole | 130 | 150 | yes
| Brookfield | *** Pocono Road | Verizon | Homeland Towers | monopole | 148 | 150
Petition No. 616 | Brookfield | * Huckleberry Hill Road | AT&T | AT&T | monopole | 55.00,48.00 | 60
| Brookfield | * Huckleberry Hill Road | Cingular | AT&T | monopole | 51, 57 | 60
| Brookfield | * Huckleberry Hill Road | Cingular | AT&T | monopole |  | 60
| Brookfield | * Huckleberry Hill Road | AT&T | AT&T | monopole | 51, 57 | 60
| Brookfield | * Huckleberry Hill Road | AT&T | AT&T | monopole | 57 | 60
Petition No. 588 | Brookfield | *** Park Ridge Road | Sprint | CL&P | utility pole | 135 | 125
| Brookfield | *** Park Ridge Road | Sprint | CL&P | utility pole | 132 | 125
| Brookfield | *** Park Ridge Road | Sprint | CL&P | utility pole | 132 | 125
| Brookfield | *** Park Ridge Road | Sprint | CL&P | utility pole | 132 | 125
| Brookfield | ** Carmen Hill Road | Sprint Nextel | Danbury Broadcasting | guyed-lattice | 256 | 455
| Brookfield | ** Carmen Hill Road | Clearwire | Cumulus Broadcasting | guyed-lattice | 155, 200 | 455
| Brookfield | ** Carmen Hill Road | AT&T | Cumulus Broadcasting | guyed-lattice | 165 | 455
| Brookfield | ** Carmen Hill Road | Sprint | Aurora of Danbury | guyed-lattice | 256 | 455
| Brookfield | ** Carmen Hill Road | T-Mobile | Town Square Media Group | guyed-lattice | 280 | 455
| Brookfield | ** Carmen Hill Road | T-Mobile | Town Square Media Group | guyed-lattice | 280 | 455
| Brookfield | ** Carmen Hill Road | T-Mobile | Town Square Media Group | guyed-lattice | 280 | 455
| Brookfield | ** Carmen Hill Road | Sprint | Vertical Bridge Holding | guyed-lattice | 257 | 455
| Brookfield | ** Carmen Hill Road | T-Mobile | Vertical Bridge Holding | guyed-lattice | 280 | 455
| Brookfield | ** Carmen Hill Road | AT&T | Vertical Bridge Holding | guyed-lattice | 165 | 455 |  | diesel generator | 20-kilowatt- 92 gallon b/t
| Brookfield | ** Carmen Hill Road | T-Mobile | Vertical Bridge Holding | guyed-lattice | 280 | 455
| Brookfield | ** Carmen Hill Road | DISH | Vertical Bridge Holding | guyed-lattice | 225 | 455 | yes
| Brookfield | ** Carmen Hill Road | Crown Media | Crown Media | self-support lattice |  | 80
| Brookfield | ** Carmen Hill Road | Charter Comm/BAM | Charter Comm. | self-support lattice | 74 | 80
| Brookfield | ** Carmen Hill Road | Charter Comm/AT&T | Charter Comm. | self-support lattice | 78 | 80
| Brookfield | ** Carmen Hill Road | Charter Comm. | Charter Comm. | self-support lattice |  | 80
| Brookfield | ** Carmen Hill Road | AT&T | Charter Communications | self-support lattice | 78 | 80
| Brookfield | ** Carmen Hill Road | AT&T | Charter Communications | self-support lattice |  | 80
| Brookfield | ** Carmen Hill Road | Verizon | Charter Communications | self-support lattice | 79.00, 71.00 | 80
| Brookfield | ** Carmen Hill Road | Verizon | Charter Communications | self-support lattice | 70 | 80
| Brookfield | ** Carmen Hill Road | Verizon | Charter Communications | self-support lattice | 71, 79 | 80
| Brookfield | ** Carmen Hill Road | Verizon | North Atlantic Towers | self-support lattice |  | 80 |  | propane generator
| Brookfield | ** Carmen Hill Road | Verizon | North Atlantic Towers | self-support lattice | 79 | 80
| Brookfield | ** Carmen Hill Road | Verizon | American Tower | self-support lattice | 71, 79 | 80
| Brookfield | ** Carmen Hill Road | Verizon | American Tower | self-support lattice | 79 | 80
Petition No. 494 | Brookfield | *** Federal Road | Cingular | CL&P | utility pole | 97 | 91
Petition No. 580 | Brookfield | *** Federal Road | Sprint | CL&P | utility pole | 111 | 91
| Brookfield | *** Federal Road | Cingular | CL&P | utility pole | 96.8 | 90.8
| Brookfield | *** Federal Road | New Cingular | CL&P | utility pole | 96 | 91
| Brookfield | *** Federal Road | AT&T | CL&P | utility pole | 97 | 91
| Brookfield | *** Federal Road | Sprint | CL&P | utility pole | 110 | 91
| Brookfield | *** Federal Road | AT&T | Eversource | utility pole | 97 | 91
| Brookfield | *** Federal Road | Sprint | CL&P | utility pole | 110 | 91
| Brookfield | *** Federal Road | Sprint | CL&P | utility pole | 110 | 91
| Brookfield | *** Federal Road | T-Mobile | CL&P | utility pole | 110 | 91 | yes
Petition No. 493 | Brookfield | *** Park Ridge Road | VoiceStream | CL&P | utility pole | 125'8"; 132'4" | 115
| Brookfield | *** Park Ridge Road | T-Mobile | CL&P | utility pole | 125;132 | 100
| Brookfield | *** Park Ridge Road | T-Mobile | CL&P | utility pole | 125;132 | 100
| Brookfield | *** Park Ridge Road | T-Mobile | Eversource | utility pole | 122 | 115
Docket No. 512 | Brookfield | ** Vale Road | AT&T | Homeland Towers | monopole | 161 | 165 | yes | Diesel fueled generator | 15-kilowatt
Docket No. 512 | Brookfield | ** Vale Road | AT&T | Homeland Towers | monopole | 161 | 165
| Brookfield | ** Vale Road | Homeland Towers LLC | Infra Towers LLC
| Brooklyn | *** Grant Hill Road | AT&T | SprintSites | monopole | 127 | 150
| Brooklyn | *** Grant Hill Road | T-Mobile | SprintSites | monopole | 137 | 150
| Brooklyn | *** Grant Hill Road | AT&T | SprintSites | monopole | 127 | 150
| Brooklyn | *** Grant Hill Road | Verizon | Global Signal | monopole | 117 | 150
| Brooklyn | *** Grant Hill Road | Cingular | Global Signal | monopole | 127 | 150
| Brooklyn | *** Grant Hill Road | Cingular | Global Signal | monopole |  | 150
| Brooklyn | *** Grant Hill Road | Verizon | Crown Castle | monopole | 117 | 150
| Brooklyn | *** Grant Hill Road | Sprint | Crown Castle | monopole |  | 150
| Brooklyn | *** Grant Hill Road | AT&T | Crown Castle | monopole | 129 | 150
| Brooklyn | *** Grant Hill Road | CL&P | Crown Castle | monopole | 90 | 150 |  | propane generator
| Brooklyn | *** Grant Hill Road | T-Mobile | Crown Castle | monopole | 138 | 150
| Brooklyn | *** Grant Hill Road | Sprint | Crown Castle | monopole | 150 | 150
| Brooklyn | *** Grant Hill Road | T-Mobile | Crown Castle | monopole | 138 | 150 | yes
| Brooklyn | *** Grant Hill Road | T-Mobile | Crown Castle | monopole | 138 | 150 | yes
| Brooklyn | *** Grant Hill Road | DISH | Crown Castle | monopole | 70 | 150 | yes
| Brooklyn | *** Grant Hill Road | AT&T | Crown Castle | monopole | 70 | 150 |  | diesel generator
| Brooklyn | *** Grant Hill Road | Verizon | Crown Castle | monopole | 119 | 150
| Brooklyn | *** Tatnic Hill Road | Verizon | SBA Towers | monopole | 178 | 175
| Brooklyn | *** Tatnic Hill Road | T-Mobile | SBA Towers | monopole | 140 | 175
| Brooklyn | *** Tatnic Hill Road | Verizon | SBA Towers | monopole | 176 | 175
| Brooklyn | *** Tatnic Hill Road | Sprint | SBA Towers | monopole | n/a | 175
| Brooklyn | *** Tatnic Hill Road | Verizon | SBA Towers | monopole | 175 | 175
| Brooklyn | *** Tatnic Hill Road | T-Mobile | SBA | monopole | 140 | 175 |  | BBU
| Brooklyn | *** Tatnic Hill Road | Verizon | SBA | monopole | 175 | 175
| Brooklyn | *** Tatnic Hill Road | Sprint | SBA Towers | monopole | 157 | 175
| Brooklyn | *** Tatnic Hill Road | T-Mobile | SBA Towers | monopole | 140 | 175
| Brooklyn | *** Tatnic Hill Road | Verizon | SBA | monopole | 175 | 175 | yes
| Brooklyn | *** Tatnic Hill Road | DISH | SBA | monopole | 110 | 175 | yes
| Brooklyn | *** Tatnic Hill Road | AT&T | SBA | monopole | 82 | 175 | yes
| Brooklyn | ** Tatnic Hill Road | SNET/SCLP | SNET/SCLP | guyed-lattice | 114 | 80
| Brooklyn | ** Tatnic Hill Road | SNET/SCLP | SNET/SCLP | guyed-lattice | 32 & 75 | 104
| Brooklyn | ** Tatnic Hill Road | SNET/SCLP/Personal Vision | SNET/SCLP | guyed-lattice | 79 | 80
| Brooklyn | ** Tatnic Hill Road | Cingular | SNET/SCLP | guyed-lattice | 80 | 80
| Brooklyn | ** Tatnic Hill Road | Cingular | SNET/SCLP | guyed-lattice | 82 | 80
| Brooklyn | ** Tatnic Hill Road | AT&T | SNET/SCLP | guyed-lattice | 82 | 80
| Brooklyn | ** Tatnic Hill Road | AT&T | New Cingular | guyed-lattice | 83 | 80
| Brooklyn | ** Tatnic Hill Road | AT&T | New Cingular | guyed-lattice | 83 | 80 | yes
| Brooklyn | ** Tatnic Hill Road | AT&T | New Cingular | guyed-lattice |  |  |  | diesel generator | 30-kilowatt
Docket No. 264 | Brooklyn | *** Brown Rd | AT&T | Tower Ventures | monopole | 147 | 150
Docket No. 264 | Brooklyn | *** Brown Rd | T-Mobile | Tower Ventures | monopole | 137 | 150
| Brooklyn | *** Brown Rd | Verizon | National Grid | monopole | 127 | 150
| Brooklyn | *** Brown Rd |  | SBA Towers | monopole |  | 150
| Brooklyn | *** Brown Rd | Verizon | SBA Towers | monopole | 127 | 150
| Brooklyn | *** Brown Rd | Verizon | SBA Towers | monopole | 127 | 150
| Brooklyn | *** Brown Rd | T-Mobile | SBA | monopole | 137.5 | 150 |  | BBU
| Brooklyn | *** Brown Rd | Verizon | SBA | monopole | 127 | 150
| Brooklyn | *** Brown Rd | T-Mobile | SBA | monopole | 137.5 | 150 | yes
| Brooklyn | *** Brown Rd | DISH | SBA | monopole | 137.5 | 150 | yes
| Brooklyn | *** Brown Rd | Verizon | SBA | monopole | 128 | 150
| Brooklyn | *** Brown Rd | T-Mobile | SBA | monopole | 137.5 | 150 | yes
| Brooklyn | ** Tiffany Street | Nextel | Mark Yellin | water tank | 133 | 130
| Brooklyn | ** Tiffany Street | Cingular | Mark Yellin | water tank | 131 | 130
| Brooklyn | ** Tiffany Street | AT&T | Mark Yellin | water tank | 130 | 130
| Brooklyn | ** Tiffany Street | T-Mobile | DMP Palmer Assoc. | water tank | 130 | 144
| Brooklyn | ** Tiffany Street | AT&T | Mark Yellin | water tank | 130 | 130 | yes
Docket No. 157 | Brooklyn | Valentine Road | DPS | DPS | self-support lattice | 180 | 180
| Brooklyn | Valentine Road | Omni | DPS | self-support lattice | 157 | 180
| Brooklyn | Valentine Road | Quinn. Valley Emerg. Comm | DPS | self-support lattice | 120 | 180
| Brooklyn | Valentine Road | T-Mobile | DPS | self-support lattice | 157 | 180
Docket No. 53 | Brooklyn | Wolf Den Road | Tele-Media | Tele-Media | guyed-lattice | 145 | 150
Docket No. 268 | Burlington | ** Nepaug Road | AT&T | AT&T | monopole | 120 | 120
Docket No. 268 | Burlington | ** Nepaug Road | Sprint | AT&T | monopole | 110 | 120
| Burlington | ** Nepaug Road | New Cingular | New Cingular | monopole | 120 | 120
| Burlington | ** Nepaug Road | Verizon | New Cingular | monopole | 99 | 120
| Burlington | ** Nepaug Road | Verizon | New Cingular | monopole | 99 | 120
| Burlington | ** Nepaug Road | Pocket (now MetroPCS) | New Cingular | monopole | 88 | 120
| Burlington | ** Nepaug Road | Verizon | New Cingular/AT&T | monopole | 99 | 120
| Burlington | ** Nepaug Road | AT&T | New Cingular/AT&T | monopole | 119 | 120
| Burlington | ** Nepaug Road | AT&T | New Cingular/AT&T | monopole |  | 120 |  | diesel generator
| Burlington | ** Nepaug Road | MetroPCS/T-Mobile | Crown Castle | monopole | 90 | 120
| Burlington | ** Nepaug Road | T-Mobile | Crown Castle | monopole | 90 | 120
| Burlington | ** Nepaug Road | Sprint | Crown Castle | monopole | 110 | 120
| Burlington | ** Nepaug Road | Verizon | Crown Castle | monopole | 99 | 120
| Burlington | ** Nepaug Road | Sprint | Crown Castle | monopole | 110 | 120
| Burlington | ** Nepaug Road | AT&T | Crown Castle | monopole | 119 | 120
| Burlington | ** Nepaug Road | DISH | Crown Castle | monopole | 70 | 120 | yes
| Burlington | ** Nepaug Road | T-Mobile | Crown Castle | monopole | 90 | 120 | yes
| Burlington | *** George Washington Turnpike | BAM | Burlington Fire Dept. | self-support lattice | 120 | 140
| Burlington | *** George Washington Turnpike | Verizon | Burlington Fire Dept. | self-support lattice | 119 | 140
| Burlington | *** George Washington Turnpike | New Cingular | Burlington Fire Dept. | monopole | 170 | 180
| Burlington | *** George Washington Turnpike | New Cingular | Burlington Fire Dept. | monopole | 170 | 180
| Burlington | *** George Washington Turnpike | Pocket (now MetroPCS) | Town of Burlington | monopole | 175 | 180
| Burlington | *** George Washington Turnpike | Verizon | Town of Burlington | monopole | 160 | 180
| Burlington | *** George Washington Turnpike | Verizon | Town of Burlington | monopole | 160 | 180
| Burlington | *** George Washington Turnpike | AT&T | Town of Burlington | monopole | 170 | 180
| Burlington | *** George Washington Turnpike | AT&T | Town of Burlington | monopole |  | 180 |  | diesel generator
| Burlington | *** George Washington Turnpike | MetroPCS/T-Mobile | Town of Burlington | monopole | 175 | 180
| Burlington | *** George Washington Turnpike | MetroPCS/T-Mobile | Town of Burlington | monopole | 175 | 180
| Burlington | *** George Washington Turnpike | T-Mobile | Burlington Fire Dept. | monopole | 180 | 180
| Burlington | *** George Washington Turnpike | Verizon | Burlington Fire Dept. | monopole | 160 | 180
| Burlington | *** George Washington Turnpike | Verizon | Burlington Fire Dept. | monopole | 160 | 180
| Burlington | *** George Washington Turnpike | T-Mobile | Burlington Fire Dept. | monopole | 180 | 180
| Burlington | *** George Washington Turnpike | AT&T | Town of Burlington | monopole |  |  |  | diesel generator | 30-kW
| Burlington | ** Monce Road | AT&T | Burlington Fire Dept. | monopole | 110 | 120 |  | diesel generator
| Burlington | ** Monce Road | T-Mobile | Burlington Fire Dept. | monopole | 100 | 120
| Burlington | ** Monce Road | T-Mobile | Homeland Towers | monopole | 100 | 120
| Burlington | ** Monce Road | Verizon | Homeland Towers | monopole | 91 | 120 |  | diesel generator | 30-kilowatt
| Burlington | ** Monce Road | DISH | Homeland Towers | monopole | 70 | 120 | yes
| Burlington | ** Monce Road | Verizon | Homeland Towers | monopole | 91 | 120
| Burlington | ** Monce Road | Verizon | Homeland Towers | monopole | 91 | 120 | yes
| Burlington | ** Monce Road | T-Mobile | Homeland Towers | monopole | 100 | 120 | yes
Docket No. 360 | Canaan (Falls Village) | *** Route * South | Verizon | Verizon | monopoleonopine | 150 | 150
| Canaan (Falls Village) | *** Route * South | AT&T | Verizon | monopoleonopine | 140 | 150 |  | diesel generator
| Canaan (Falls Village) | *** Route * South | Verizon | American Tower | monopoleonopine | 150 | 150
| Canaan (Falls Village) | *** Route * South | Verizon | American Tower | monopoleonopine | 150 | 150
| Canaan (Falls Village) | *** Route * South | Verizon | American Tower | monopoleonopine | 150 | 150
Docket No. 477 | Canterbury | ** Cemetery Road | Verizon | Verizon | monopole | 157 | 160 |  | battery & diesel generator | 20-kW
| Canterbury | ** Cemetery Road | Verizon | Verizon | monopole | 157 | 160
| Canterbury | ** Westminster Road | Verizon | Sprint | monopole | 170 | 180
| Canterbury | ** Westminster Road | AT&T | Sprint | monopole | 160 | 180
| Canterbury | ** Westminster Road | Cingular | Sprint | monopole | 161 | 180
| Canterbury | ** Westminster Road | Verizon | Sprint | monopole | 170 | 180
| Canterbury | ** Westminster Road | Sprint | Crown Castle | monopole |  | 180
| Canterbury | ** Westminster Road | AT&T | Crown Castle | monopole | 161 | 180
| Canterbury | ** Westminster Road | Verizon | Crown Castle | monopole | 170 | 180
| Canterbury | ** Westminster Road | Verizon | Crown Castle | monopole | 170 | 180
| Canterbury | ** Westminster Road | Sprint | Crown Castle | monopole | 180 | 180
| Canterbury | ** Westminster Road | DISH | Crown Castle | monopole | 141 | 180 | yes
| Canterbury | ** Westminster Road | AT&T | Crown Castle | monopole | 161 | 180
| Canterbury | ** Westminster Road | Verizon | Crown Castle | monopole | 170 | 180 | yes
| Canterbury | ** Westminster Road | Crown Media | Crown Castle | monopole |  | 180 |  | diesel generator | 20-Kw
| Canterbury | ** Westminster Road | AT&T | Crown Castle | monopole |  | 180 |  | diesel genrator | 30-kilowatt
Docket No. 437 | Canterbury | Colburn Road | Tele-Media | Tele-Media | guyed-lattice | 105 | 110
| Canterbury | Colburn Road | Crown Media | Crown Media | guyed-lattice |  | 110
Petition No. 1315 | Canterbury | Colburn Road | Verizon | John Piela | guyed-lattice | 105 | 110 |  | 20kW diesel generator
| Canton | *** Dyer Avenue | T-Mobile | Crown Castle | monopole | 65 | 68
| Canton | ** Canton Springs Road | Nextel | Verizon | monopole | 110 | 140
| Canton | ** Canton Springs Road | BAM | Verizon | monopole | 120 | 140
| Canton | ** Canton Springs Road | SCLP | Verizon | monopole | 130 | 140
| Canton | ** Canton Springs Road | Omni | Verizon | monopole | 100 | 140
| Canton | ** Canton Springs Road | AT&T Wireless | Verizon | monopole | 80 | 140
| Canton | ** Canton Springs Road | Sprint | Verizon | monopole | 90 | 140
| Canton | ** Canton Springs Road | SNET/Cingular | Verizon | monopole | 130 | 140
| Canton | ** Canton Springs Road | T-Mobile | Verizon | monopole | 100 | 140
| Canton | ** Canton Springs Road | T-Mobile | Verizon | monopole | 100 | 140
| Canton | ** Canton Springs Road | Verizon | Verizon | monopole | 120 | 140
| Canton | ** Canton Springs Road | Cingular/AT&T | Verizon | monopole | 80 | 140
| Canton | ** Canton Springs Road | Cingular/AT&T | Verizon | monopole | 132 | 140
| Canton | ** Canton Springs Road | Verizon | Verizon | monopole | 120 | 140
| Canton | ** Canton Springs Road | Pocket (now MetroPCS) | Verizon | monopole | 83 | 140
| Canton | ** Canton Springs Road | Verizon | Verizon | monopole | 120 | 140
| Canton | ** Canton Springs Road | AT&T | Verizon | monopole | 130 | 140
| Canton | ** Canton Springs Road | Sprint | Verizon | monopole | 90 | 140
| Canton | ** Canton Springs Road | Verizon | Verizon | monopole | 120 | 140
| Canton | ** Canton Springs Road | AT&T | Verizon | monopole | 130 | 140
| Canton | ** Canton Springs Road | AT&T | American Tower Corporation | monopole | 130 | 140
| Canton | ** Canton Springs Road | T-Mobile | American Tower Corporation | monopole | 100 | 140
| Canton | ** Canton Springs Road | Verizon | ATC Sequoia LLC | monopole | 120 | 140
| Canton | ** Canton Springs Road | Verizon | ATC Sequoia LLC | monopole | 120 | 140
| Canton | ** Canton Springs Road | Sprint | American Tower | monopole | 90 | 140
| Canton | ** Canton Springs Road | American Tower Corporation | American Tower Corporation |  |  |  |  | diesel generator | 50-kilowatt
| Canton | ** Canton Springs Road | T-Mobile | ATC Sequoia LLC | monopole | 100 | 140
| Canton | ** Canton Springs Road | AT&T | American Tower Corporation | monopole | 130 | 140
| Canton | ** Canton Springs Road | AT&T | American Tower Corporation | monopole | 130 | 140
| Canton | ** Canton Springs Road | Verizon | ATC Sequoia LLC | monopole | 120 | 140
| Canton | ** Canton Springs Road | DISH | ATC Sequoia LLC | monopole | 80 | 140 | yes
Docket No. 62 | Canton | *** East Hill Road | SNET Cellular | SNET Cellular | monopole | 150 | 150
| Canton | *** East Hill Road | SNET/SCLP | SNET/SCLP | monopole | 161.81 | 150
| Canton | *** East Hill Road | SNET/SCLP | SNET/SCLP | monopole
| Canton | *** East Hill Road | SNET/SCLP | SNET/SCLP | monopole | 161.81 | 150
| Canton | *** East Hill Road | SNET/SCLP/DPS | SNET/SCLP | monopole | 117 | 150
| Canton | *** East Hill Road | SNET/Cingular | SNET/SCLP | monopole | 154 | 150
| Canton | *** East Hill Road | Pocket (now MetroPCS) | SNET/SCLP | monopole | 144 | 150
| Canton | *** East Hill Road | T-Mobile | SNET/SCLP | monopole | 135 | 150
| Canton | *** East Hill Road | Cingular | SNET/SCLP | monopole | 150 | 150
| Canton | *** East Hill Road | T-Mobile | SNET/SCLP | monopole | 134 | 150
| Canton | *** East Hill Road | AT&T | American Tower | monopole | 150 | 150
| Canton | *** East Hill Road | AT&T | American Tower | monopole | 150 | 150
| Canton | *** East Hill Road | T-Mobile | American Tower | monopole | 141 | 150
| Canton | *** East Hill Road | Verizon | American Tower | monopole | 118 | 150 |  | diesel generator | 30-kilowatt
| Canton | *** East Hill Road | DISH | American Tower | monopole | 108 | 150 | yes
| Canton | *** Cherry Brook Road | Verizon | SBA | monopole | 150 | 150
| Canton | *** Cherry Brook Road | AT&T Wireless | SBA | monopole | 140 | 150
| Canton | *** Cherry Brook Road | Verizon | SBA | monopole | 150 | 150 |  | propane generator
| Canton | *** Cherry Brook Road | Pocket (now MetroPCS) | SBA | monopole | 120 | 150
| Canton | *** Cherry Brook Road | Cingular | SBA | monopole | 140 | 150
| Canton | *** Cherry Brook Road | Verizon | SBA | monopole | 150 | 150
| Canton | *** Cherry Brook Road | AT&T | SBA | monopole | 138 | 150
| Canton | *** Cherry Brook Road | T-Mobile | SBA | monopole | 129 | 150
| Canton | *** Cherry Brook Road | T-Mobile | SBA | monopole | 129 | 150 | yes
| Canton | *** Cherry Brook Road | DISH | SBA | monopole | 105 | 150 | yes
| Canton | *** Cherry Brook Road | Verizon | SBA | monopole | 150 | 150 | yes
Docket No. 204 | Canton | *** Albany Turnpike | Verizon | Crown Atlantic | monopole |  | 110
| Canton | *** Albany Turnpike | Verizon | Cellco | monopole |  | 110
Petition No. 648 | Canton | *** Albany Turnpike | Verizon | Cellco | monopole |  | 120
| Canton | *** Albany Turnpike | Cingular | Cellco | monopole | 110 | 120
| Canton | *** Albany Turnpike | Verizon | Cellco | monopole | 120 | 120
| Canton | *** Albany Turnpike | T-Mobile | Cellco | monopole | 100 | 120
| Canton | *** Albany Turnpike | Pocket (now MetroPCS) | Cellco | monopole | 90 | 120
| Canton | *** Albany Turnpike | AT&T (Cingular) | Cellco | monopole | 110 | 120
| Canton | *** Albany Turnpike | Verizon | Cellco | monopole | 120 | 120
| Canton | *** Albany Turnpike | AT&T | Cellco | monopole | 110 | 120
| Canton | *** Albany Turnpike | American Tower Corporation | Cellco |  |  |  |  | diesel generator | 50-kilowatt
| Canton | *** Albany Turnpike | T-Mobile | Cellco | monopole | 100 | 120
| Canton | *** Albany Turnpike | DISH | Cellco | monopole | 89 | 120 | yes
| Canton | ** Powder Mill Road | Verizon | SBA | monopole | 147 | 180
| Canton | ** Powder Mill Road | AT&T | SBA | monopole | 171 | 180
| Canton | ** Powder Mill Road | Verizon | SBA | monopole | 147 | 180
| Canton | ** Powder Mill Road | Cingular | SBA | monopole | 137 | 180
| Canton | ** Powder Mill Road | Cingular/AT&T | SBA | monopole | 171 | 180
| Canton | ** Powder Mill Road | Pocket (now MetroPCS) | SBA | monopole | 167 | 180
| Canton | ** Powder Mill Road | Cingular | SBA | monopole | 137 | 180
| Canton | ** Powder Mill Road | Verizon | SBA | monopole |  | 180 |  | propane generator
| Canton | ** Powder Mill Road | Sprint | SBA | monopole |  | 180 |  | fuel cell backup
| Canton | ** Powder Mill Road | Verizon | SBA | monopole | 147 | 180
| Canton | ** Powder Mill Road | Sprint | SBA | monopole |  | 180
| Canton | ** Powder Mill Road | AT&T | SBA | monopole | 137 | 180
| Canton | ** Powder Mill Road | T-Mobile | SBA | monopole | 168 | 180
| Canton | ** Powder Mill Road | Sprint | SBA | monopole | 177 | 180
| Canton | ** Powder Mill Road | AT&T | SBA | monopole | 137 | 180
| Canton | ** Powder Mill Road | T-Mobile | SBA | monopole | 167 | 180 | yes
Docket No. 211 | Chaplin | *** Palmer Road | Sprint | Crown | monopole | 120 | 150
Docket No. 211 | Chaplin | *** Palmer Road | Verizon | Crown | monopole | 150 | 150
| Chaplin | *** Palmer Road |  | Cellco | monopole |  | 150
| Chaplin | *** Palmer Road | Cingular | Cellco | monopole | 127 | 150
| Chaplin | *** Palmer Road | T-Mobile | Cellco | monopole | 117 | 150
| Chaplin | *** Palmer Road | Cingular | Cellco | monopole | 127 | 150
| Chaplin | *** Palmer Road | Verizon | Cellco | monopole | 149 | 150
| Chaplin | *** Palmer Road | Verizon | Cellco | monopole | 149 | 150
| Chaplin | *** Palmer Road | AT&T | Cellco | monopole | 128 | 150
| Chaplin | *** Palmer Road | T-Mobile | Cellco | monopole | 116 | 150
| Chaplin | *** Palmer Road | Verizon | American Tower Corporation | monopole | 146 | 150
| Chaplin | *** Palmer Road | Sprint | American Tower Corporation | monopole | 137 | 150
| Chaplin | *** Palmer Road | American Tower Corporation | Cellco |  |  |  |  | diesel generator | 50-kilowatt
| Chaplin | *** Palmer Road | AT&T | Cellco | monopole | 128 | 150
| Chaplin | *** Davis Road | Verizon | SBA | monopole | 155 | 175
| Chaplin | *** Davis Road | Sprint | SBA | monopole |  | 175
| Chaplin | *** Davis Road | Verizon | SBA | monopole | 155 | 175
| Chaplin | *** Davis Road | Verizon | SBA | monopole | 155 | 175
| Chaplin | *** Davis Road | Verizon | SBA | monopole | 155 | 175
| Chaplin | *** Davis Road | Sprint | SBA | monopole | 165 | 175
| Chaplin | *** Davis Road | Verizon | SBA | monopole | 153 | 175 | yes
Docket No. 199 | Cheshire | **** Summit Road | Sprint | Crown | monopole | 147 | 170
| Cheshire | **** Summit Road | VoiceStream | Crown | monopole | 138 | 170
| Cheshire | **** Summit Road | Nextel | Crown | monopole | 127.5 | 170
| Cheshire | **** Summit Road | Verizon | Crown | monopole | 168 | 170
| Cheshire | **** Summit Road | Verizon | Crown | monopole | 168 | 170
| Cheshire | **** Summit Road | Cingular | Crown | monopole | 160 | 170
| Cheshire | **** Summit Road | Pocket (now MetroPCS) | Crown | monopole | 118 | 170
| Cheshire | **** Summit Road | T-Mobile | Crown | monopole | 138 | 170
| Cheshire | **** Summit Road | AT&T | Crown Castle | monopole | 160 | 170
| Cheshire | **** Summit Road | Verizon | Crown Castle | monopole | 168 | 170
| Cheshire | **** Summit Road | MetroPCS | Crown Castle | monopole |  | 170
| Cheshire | **** Summit Road | Sprint | Crown Castle | monopole | 147.9 | 170
| Cheshire | **** Summit Road | Sprint | Crown Castle | monopole | 147 | 170
| Cheshire | **** Summit Road | Verizon | Crown Castle | monopole | 167 | 170
| Cheshire | **** Summit Road | T-Mobile | Crown Castle | monopole | 138 | 167
| Cheshire | **** Summit Road | AT&T | Crown Castle | monopole | 160 | 167
| Cheshire | **** Summit Road | T-Mobile | Crown Castle | monopole | 138 | 167
| Cheshire | **** Summit Road | AT&T | Crown Castle | monopole | nil | nil |  | diesel generator | 30-kW
| Cheshire | **** Summit Road | T-Mobile | Crown Castle | monopole | 138 | 167
| Cheshire | **** Summit Road | DISH | Crown Castle | monopole | 123 | 167 | yes
| Cheshire | **** Summit Road | Verizon | Crown Castle | monopole | 167 | 170 | yes
| Cheshire | **** Summit Road | Verizon | Crown Castle | monopole | 167 | 170
Docket No. 451 | Cheshire | **** Cheshire Street | AT&T | Homeland Towers | monopole | 155 | 170 |  | diesel generator
Docket No. 451 | Cheshire | **** Cheshire Street | Town of Cheshire | Homeland Towers | monopole | 170 | 170 |  | diesel generator
| Cheshire | **** Cheshire Street |  | InSite Towers Development | monopole
| Cheshire | **** Cheshire Street | Verizon | InSite Towers Development | monopole | 145 | 170 |  | propane generator | 30-kilowatt
| Cheshire | **** Cheshire Street | T-Mobile | InSite Towers Development | monopole | 129 | 170 | yes | diesel generator | 25-kilowatt
| Cheshire | **** Cheshire Street | DISH | InSite Towers Development | monopole | 124 | 170 | yes
Petition No. 1212 | Cheshire | **** Highland Avenue | var. | American Tower Corporation | silo | var. | 78
| Cheshire | **** Highland Avenue | Verizon | American Tower Corporation | silo | 70 | 78 |  | natural gas generator | 35 kW
| Cheshire | **** Highland Avenue | AT&T | American Tower Corporation | silo | 54 | 78
| Cheshire | **** Highland Avenue | AT&T | American Tower Corporation | silo | 54 | 78
| Cheshire | **** Highland Avenue | Verizon | American Tower Corporation | silo | 70 | 78
| Cheshire | **** Highland Avenue | T-Mobile | American Tower Corporation | silo | 57 | 78 | yes
| Cheshire | **** Highland Avenue |  | American Tower Corporation | silo |  | 78 | yes | deisel generator | 80 kW
Docket No. 498 | Cheshire | *** Academy Road | Verizon | Diamond Towers V, LLC | Monopine | 90 | 95 | yes | propane generator | 30-kilowatt
Docket No. 498 | Cheshire | *** Academy Road | Verizon | Diamond Towers V, LLC | Monopine | 90 | 95
| Cheshire | *** Academy Road | Verizon | Diamond Towers V, LLC | Monopine | 90 | 95 | yes
| Cheshire | *** Highland Avenue | T-Mobile | Town of Cheshire | monopole | 147.5 | 160
| Cheshire | *** Highland Avenue | AT&T | Town of Cheshire | monopole | 137.5 | 160
| Cheshire | *** Highland Avenue | Sprint | Town of Cheshire | monopole | 157 | 160
| Cheshire | *** Highland Avenue | Cingular | Town of Cheshire | monopole | 127.5 | 160
| Cheshire | *** Highland Avenue | Nextel | Town of Cheshire | monopole | 107.5 | 160
| Cheshire | *** Highland Avenue | Verizon | Town of Cheshire | monopole | 117.5 | 160
| Cheshire | *** Highland Avenue | Cingular/AT&T | Town of Cheshire | monopole | 137.5 | 160
| Cheshire | *** Highland Avenue | Cingular | Town of Cheshire | monopole | 127 | 160
| Cheshire | *** Highland Avenue | Sprint Nextel | Town of Cheshire | monopole | 157.5 | 160
| Cheshire | *** Highland Avenue | Pocket (now MetroPCS) | Town of Cheshire | monopole | 137 | 160
| Cheshire | *** Highland Avenue | T-Mobile | Town of Cheshire | monopole | 147.5 | 160
| Cheshire | *** Highland Avenue | Verizon | Town of Cheshire | monopole | 117 | 160
| Cheshire | *** Highland Avenue | Sprint | Town of Cheshire | monopole | 158 | 160
| Cheshire | *** Highland Avenue | AT&T | Town of Cheshire | monopole | 132 | 160
| Cheshire | *** Highland Avenue | MetroPCS | Town of Cheshire | monopole |  | 160
| Cheshire | *** Highland Avenue | T-Mobile | Town of Cheshire | monopole | 149 | 160
| Cheshire | *** Highland Avenue | Verizon | Town of Cheshire/SBA | monopole | 117 | 160
| Cheshire | *** Highland Avenue | Verizon | Town of Cheshire/SBA | monopole | 122.5 | 160
| Cheshire | *** Highland Avenue | Sprint | Town of Cheshire/SBA | monopole | 158 | 160
| Cheshire | *** Highland Avenue | AT&T | SBA | monopole | 128 | 160
| Cheshire | *** Highland Avenue | T-Mobile | SBA | monopole | 147 | 160
| Cheshire | *** Highland Avenue | Verizon | SBA | monopole | 122.5 | 160
| Cheshire | *** Highland Avenue | Sprint | SBA | monopole | 160 | 160
| Cheshire | *** Highland Avenue | AT&T | SBA | monopole | 130 | 160
| Cheshire | *** Highland Avenue | AT&T | SBA |  |  |  |  | diesel generator | 30-kW
| Cheshire | *** West Johnson Avenue | Cingular | CL&P | self-support lattice | 98 | 100
Petition No. 827 | Cheshire | *** West Johnson Avenue | Verizon | CL&P | self-support lattice | 140 | 140
| Cheshire | *** West Johnson Avenue | Pocket (now MetroPCS) | CL&P | self-support lattice | 110 | 140
| Cheshire | *** West Johnson Avenue | Verizon | CL&P | self-support lattice | 138 | 140
| Cheshire | *** West Johnson Avenue | MetroPCS | CL&P | self-support lattice | 120 | 140
| Cheshire | *** West Johnson Avenue | AT&T | CL&P | self-support lattice | 98 | 140
| Cheshire | *** West Johnson Avenue | Verizon | CL&P | self-support lattice | 140 | 140
| Cheshire | *** West Johnson Avenue | AT&T | Eversource | self-support lattice | 97 | 140
| Cheshire | *** West Johnson Avenue | Eversource | Eversource | self-support lattice | 140 | 140 |  | propane generator | 24-kilowatt
| Cheshire | *** Higgins Road | SNET/SCLP | AT&T | self-support lattice | 260 | 269
| Cheshire | *** Higgins Road | BAM | AT&T | self-support lattice | 258 | 269
| Cheshire | *** Higgins Road | Omni | AT&T | self-support lattice | 210 | 269
| Cheshire | *** Higgins Road | Nextel | AT&T | self-support lattice | 215 | 269
| Cheshire | *** Higgins Road | VoiceStream | AT&T | self-support lattice (type J) | 211 | 269
| Cheshire | *** Higgins Road | Cingular | AT&T | self-support lattice (type J) | 257;242 | 269
| Cheshire | *** Higgins Road | T-Mobile | AT&T | self-support lattice (type J) | 211 | 269
| Cheshire | *** Higgins Road | AT&T | AT&T | self-support lattice (type J) | 170 | 269
| Cheshire | *** Higgins Road | Verizon | AT&T | self-support lattice (type J) | 252 | 269
| Cheshire | *** Higgins Road | Cingular/AT&T | AT&T | self-support lattice (type J) | 170 | 269
| Cheshire | *** Higgins Road | Verizon | AT&T | self-support lattice (type J) | 252 | 269
| Cheshire | *** Higgins Road | T-Mobile | AT&T | self-support lattice (type J) | 212 | 269
| Cheshire | *** Higgins Road | Verizon | AT&T | self-support lattice (type J) | 252 | 269
| Cheshire | *** Higgins Road | Sprint | AT&T | self-support lattice (type J) | 225 | 269
| Cheshire | *** Higgins Road | AT&T | AT&T | self-support lattice (type J) | 255 | 269
| Cheshire | *** Higgins Road | AT&T | AT&T | self-support lattice (type J) | 255 | 269
| Cheshire | *** Higgins Road | AT&T | AT&T | self-support lattice | 255 | 250
| Cheshire | *** Higgins Road | Verizon | AT&T | self-support lattice | top | 250
| Cheshire | *** Higgins Road | T-Mobile | AT&T | self-support lattice | 212 | 250
| Cheshire | *** Higgins Road | AT&T | AT&T | self-support lattice | 255 | 250
| Cheshire | *** Higgins Road | AT&T | AT&T | self-support lattice | 255 | 250
| Cheshire | *** Higgins Road | Sprint | AT&T | self-support lattice | 225 | 250
| Cheshire | *** Higgins Road | Verizon | AT&T | self-support lattice | 250 | 250
| Cheshire | *** Higgins Road | Verizon | AT&T | self-support lattice | 250 | 250
| Cheshire | *** Higgins Road | AT&T | AT&T | self-support lattice | 255 | 250
| Cheshire | *** Higgins Road | T-Mobile | AT&T | self-support lattice | 212 | 250 | yes
Docket No. 181 | Chester | ** Wig Hill Road | SCLP | BAM | monopole | 112 | 150
Docket No. 181 | Chester | ** Wig Hill Road | BAM | BAM | monopole | 120 | 150
Docket No. 181 | Chester | ** Wig Hill Road | Nextel | BAM | monopole | 140 | 150
Docket No. 181 | Chester | ** Wig Hill Road | Sprint | BAM | monopole | 150 | 150
| Chester | ** Wig Hill Road | Omni | BAM | monopole | 108 | 150
| Chester | ** Wig Hill Road | AT&T Wireless | BAM | monopole | 100 | 150
| Chester | ** Wig Hill Road | SNET/Cingular | Crown | monopole | 130 | 150
| Chester | ** Wig Hill Road | T-Mobile | Crown | monopole | 108 | 150
| Chester | ** Wig Hill Road | Verizon | Crown | monopole | 140 | 150
| Chester | ** Wig Hill Road | Verizon | Crown | monopole | 140 | 150
| Chester | ** Wig Hill Road | Valley Shore Emergency Communications | Crown | monopole | var. | 150
| Chester | ** Wig Hill Road | Cingular/AT&T | Crown | monopole | 100 | 150
| Chester | ** Wig Hill Road | Pocket (now MetroPCS) | Crown | monopole | 96 | 150
| Chester | ** Wig Hill Road | Cingular | Crown | monopole | 132 | 150
| Chester | ** Wig Hill Road | Verizon | Crown | monopole | 140 | 150
| Chester | ** Wig Hill Road | Sprint | Crown Castle | monopole |  | 150
| Chester | ** Wig Hill Road | AT&T | Crown Castle | monopole | 132 | 150
| Chester | ** Wig Hill Road | Verizon | Crown Castle | monopole | 140 | 150
| Chester | ** Wig Hill Road | T-Mobile | Crown Castle | monopole | 108 | 150
| Chester | ** Wig Hill Road | AT&T | Crown Castle | monopole | 132 | 150
| Chester | ** Wig Hill Road | AT&T | Crown Castle | monopole | 132 | 150
| Chester | ** Wig Hill Road | Verizon | Crown Castle | monopole | 142 | 150
| Chester | ** Wig Hill Road | Sprint | Crown Castle | monopole | 150 | 150
| Chester | ** Wig Hill Road | verizon | Crown Castle | monopole | 139 | 150
| Chester | ** Wig Hill Road | AT&T | Crown Castle | monopole |  |  |  | diesel generator | 30-kilowatt
| Chester | ** Wig Hill Road | AT&T | Crown Castle | monopole | 132 | 150
| Chester | ** Wig Hill Road | DISH | Crown Castle | monopole | 93 | 150 | yes
| Clinton | ** East Main Street | T-Mobile | Comcast | self-support lattice | 60 | 67
| Clinton | ** East Main Street | Verizon | CTI Towers, Inc | self-support lattice | 50 | 67.5 |  | 10 kW generator
| Clinton | ** East Main Street | T-Mobile | CTI Towers, Inc | self-support lattice | 60 | 67
| Clinton | ** East Main Street | T-Mobile | CTI Towers, Inc | self-support lattice | 60 | 67
| Clinton | ** Meadow Road | Verizon | SBA | self-support lattice | 162 | 195 |  | diesel generator
| Clinton | ** Meadow Road | Sprint | SBA | self-support lattice | 182 | 195
| Clinton | ** Meadow Road | Cingular | SBA | self-support lattice | 152 | 195
| Clinton | ** Meadow Road | Verizon | SBA | self-support lattice | 165 | 195
| Clinton | ** Meadow Road | Cingular | SBA | self-support lattice | 150 | 195
| Clinton | ** Meadow Road | T-Mobile | SBA | self-support lattice | 192 | 195
| Clinton | ** Meadow Road | AT&T | SBA | self-support lattice | 150 | 195
| Clinton | ** Meadow Road | Verizon | SBA | self-support lattice | 162 | 195
| Clinton | ** Meadow Road | Sprint | SBA | self-support lattice | 182 | 195
| Clinton | ** Meadow Road | Verizon | SBA | self-support lattice | 162 | 195
| Clinton | ** Meadow Road | AT&T | SBA | self-support lattice | n/a | 195 |  | diesel generator
| Clinton | ** Meadow Road | T-Mobile | SBA | self-support lattice | 192.5 | 195
| Clinton | ** Meadow Road | Sprint | SBA | self-support lattice | 182 | 195
| Clinton | ** Meadow Road | Verizon | SBA | self-support lattice | 162 | 195
| Clinton | ** Meadow Road | AT&T | SBA | self-support lattice | 150.5 | 195
| Clinton | ** Meadow Road | AT&T | SBA | self-support lattice | 150 | 195
| Clinton | ** Meadow Road |  | SBA | self-support lattice |  | 195
| Clinton | ** Meadow Road | Sprint | SBA | self-support lattice | 182 | 195
| Clinton | ** Meadow Road | AT&T | SBA | self-support lattice | 150 | 195
| Clinton | ** Meadow Road | AT&T | SBA | self-support lattice |  |  |  | diesel generator | 30-kilowatt
| Clinton | ** Meadow Road | DISH | SBA | self-support lattice | 130 | 195 | yes
| Clinton | ** Meadow Road | AT&T | SBA | self-support lattice | 150 | 195 | yes
Docket No. 148 | Clinton | ** Cow Hill Road | BAM | BAM | self-support lattice | 208 | 210
| Clinton | ** Cow Hill Road | BAM | BAM | self-support lattice | 130 | 210
| Clinton | ** Cow Hill Road | BAM | BAM | self-support lattice |  | 210 |  | generator
| Clinton | ** Cow Hill Road | BAM | BAM | self-support lattice | 60 | 210
| Clinton | ** Cow Hill Road | BAM | BAM | self-support lattice | 206 | 210
| Clinton | ** Cow Hill Road | BAM/Sprint | BAM | self-support lattice | 196 | 210
| Clinton | ** Cow Hill Road | BAM/Nextel | BAM | self-support lattice | 175 | 210
| Clinton | ** Cow Hill Road | BAM/Omni | BAM | self-support lattice | 135 | 210
| Clinton | ** Cow Hill Road | BAM
| Clinton | ** Cow Hill Road | AT&T | Crown Castle | self-support lattice | 180 | 212
| Clinton | ** Cow Hill Road | SNET/Cingular | Crown Atlantic | self-support lattice | 190 | 212
| Clinton | ** Cow Hill Road | AT&T | Crown Atlantic | self-support lattice | 180 | 212
| Clinton | ** Cow Hill Road | Verizon | Crown Atlantic | self-support lattice | 210 | 212
| Clinton | ** Cow Hill Road | Cingular | Crown Atlantic | self-support lattice | 190 | 212
| Clinton | ** Cow Hill Road | Cingular/AT&T | Crown Atlantic | self-support lattice | 180 | 212
| Clinton | ** Cow Hill Road | Verizon | Crown Atlantic | self-support lattice | 208 | 212
| Clinton | ** Cow Hill Road | Pocket (now MetroPCS) | Crown Atlantic | self-support lattice | 182 | 212
| Clinton | ** Cow Hill Road | T-Mobile | Crown Atlantic | self-support lattice | 137 | 212
| Clinton | ** Cow Hill Road | AT&T | Crown Atlantic | self-support lattice | 190 | 212
| Clinton | ** Cow Hill Road | Verizon | Crown Atlantic | self-support lattice | 209 | 212
| Clinton | ** Cow Hill Road | Sprint | Crown Castle | self-support lattice | 198 | 212
| Clinton | ** Cow Hill Road | Verizon | Crown Castle | self-support lattice | 209 | 212
| Clinton | ** Cow Hill Road | T-Mobile | Crown Castle | self-support lattice | 143 | 212
| Clinton | ** Cow Hill Road | Verizon | Crown Castle | self-support lattice | 209 | 212
| Clinton | ** Cow Hill Road | Sprint | Crown Castle | self-support lattice | 198 | 212
| Clinton | ** Cow Hill Road | Verizon | Crown Castle | self-support lattice | 209 | 212
| Clinton | ** Cow Hill Road | AT&T | Crown Castle | self-support lattice | 190 | 212
| Clinton | ** Cow Hill Road | AT&T | Crown Castle | self-support lattice | 190 | 212
| Clinton | ** Cow Hill Road | AT&T | Crown Castle | self-support lattice | 190 | 212
| Clinton | ** Cow Hill Road | Verizon | Metro Mobile CTS of Hartford, Inc. | self-support lattice | 209 | 212
| Clinton | ** Cow Hill Road | T-Mobile | Metro Mobile CTS of Hartford, Inc. | self-support lattice | 140 | 212
| Clinton | ** Cow Hill Road | DISH | Metro Mobile CTS of Hartford, Inc. | self-support lattice | 118 | 212 | yes
| Clinton | ** Cow Hill Road | AT&T | Metro Mobile CTS of Hartford, Inc. | self-support lattice | 190 | 212 | yes
Petiton No. 141 | Colchester | ** Old Hartford Road | NECS | DPS | self-support lattice | 98 | 100
| Colchester | ** Old Hartford Road | DPS | Colchester Emergency Comm. | self-support lattice |  | 100
| Colchester | ** Old Hartford Road | Omni | DPS | self-support lattice | 97 | 100
| Colchester | ** Old Hartford Road | T-Mobile | DPS | self-support lattice | 97 | 100
| Colchester | ** Old Hartford Road | T-Mobile | Connecticut State Police | self-support lattice | 95 | 100
| Colchester | ** Old Hartford Road | Verizon | Connecticut State Police | self-support lattice | 85 | 100 | yes
| Colchester | ** Munn Road | DEP | DEP | self-support lattice | 90 | 320
| Colchester | ** Munn Road | DPS/DEP | DEP | self-support lattice | 80-320 | 320
| Colchester | ** Munn Road | BAM | DPS | self-support lattice | 180 | 320
| Colchester | ** Munn Road | BAM | DPS | self-support lattice | n/a | 320
| Colchester | ** Munn Road | Omni | DPS | self-support lattice | 238 | 320
| Colchester | ** Munn Road | Verizon | State Police | self-support lattice | 220 | 320
| Colchester | ** Munn Road | Verizon | DPS | self-support lattice | 220 | 320
| Colchester | ** Munn Road | New Cingular | DPS | self-support lattice | 200 | 320
| Colchester | ** Munn Road | Verizon | DPS | self-support lattice | 175 | 320
| Colchester | ** Munn Road | Verizon | DPS | self-support lattice | 220 | 320
| Colchester | ** Munn Road | Verizon | DPS | self-support lattice | 220 | 320
| Colchester | ** Munn Road | AT&T | DPS | self-support lattice | 200 | 320
| Colchester | ** Munn Road | Verizon | DPS | self-support lattice | 220 | 320
| Colchester | ** Munn Road | AT&T | DPS | self-support lattice | 200 | 320
| Colchester | ** Munn Road | Eversource | DPS | self-support lattice | 142, 160 | 320
| Colchester | ** Munn Road | Verizon | DPS | self-support lattice | 232 | 320 | yes
| Colchester | ** Mahoney Road | AT&T | VoiceStream | monopole | 172 | 180
| Colchester | ** Mahoney Road | Cingular | VoiceStream | monopole | 157 | 180
| Colchester | ** Mahoney Road | Cingular/AT&T | VoiceStream | monopole | 172 | 180
| Colchester | ** Mahoney Road | Verizon | VoiceStream | monopole | 167 | 180
| Colchester | ** Mahoney Road | Cingular | VoiceStream | monopole | 157 | 180
| Colchester | ** Mahoney Road | AT&T | SBA | monopole | 157 | 180
| Colchester | ** Mahoney Road | Verizon | SBA | monopole | 167 | 180
| Colchester | ** Mahoney Road | AT&T | SBA | monopole | 167 | 180
| Colchester | ** Mahoney Road | T-Mobile | SBA | monopole | 177 | 180
| Colchester | ** Mahoney Road | AT&T | SBA | monopole | 160 | 180
| Colchester | ** Mahoney Road | AT&T | SBA |  |  |  |  | diesel generator | 30-kilowatt
| Colchester | ** Mahoney Road | T-Mobile | SBA | monopole | 177 | 180
| Colchester | ** Mahoney Road | DISH | SBA | monopole | 150 | 180 | yes
| Colchester | ** Mahoney Road | T-Mobile | SBA | monopole | 177 | 180 | yes
| Colchester | ** Mahoney Road | Veizon | SBA | monopole | 167 | 180 | yes
| Colchester | ** Chestnut Hill Road | AT&T Wireless | SBA | monopole | 157 | 180
| Colchester | ** Chestnut Hill Road | Sprint | SBA | monopole |  | 180
| Colchester | ** Chestnut Hill Road | T-Mobile | SBA | monopole | 164.5 | 180
| Colchester | ** Chestnut Hill Road | Verizon | SBA | monopole | 60 | 180
| Colchester | ** Chestnut Hill Road | Sprint | SBA | monopole | 180 | 180
| Colchester | ** Chestnut Hill Road | AT&T | SBA | monopole | 185 | 180
| Colchester | ** Chestnut Hill Road | T-Mobile | SBA | monopole | 164.5 | 180 | yes
| Colchester | ** Chestnut Hill Road | DISH | SBA | monopole | 154 | 180 | yes
Petition No. 605 | Colchester | *** Old Hartford Road | AT&T | Clark Family Partnership | monopole | 57.5 | 60
| Colchester | *** Old Hartford Road | Cingular | Clark Family Partnership | monopole | 57.5 | 60
| Colchester | *** Old Hartford Road | AT&T | Clark Family Partnership | monopole | 57 | 60
| Colchester | *** Old Hartford Road | AT&T | Crown Castle | monopole | 55 | 61
| Colchester | *** Old Hartford Road | AT&T | Crown Castle | monopole | 55 | 61
| Colchester | *** Old Hartford Road | AT&T | Crown Castle | monopole |  |  |  | diesel generator | 20-kilowatt
| Colchester | *** Old Hartford Road | DISH | Crown Castle | monopole | 40 | 61 | yes
| Colchester | *** New London Road (Route **) | AT&T | American Tower | monopole | 150 | 180
| Colchester | *** New London Road (Route **) | Nextel | Tower Asset | monopole | 180 | 180
| Colchester | *** New London Road (Route **) | Cingular | Tower Asset | monopole | 150 | 180
| Colchester | *** New London Road (Route **) | Enertrac | Tower Asset | monopole | 169 | 180
| Colchester | *** New London Road (Route **) | AT&T | American Tower | monopole | 150 | 180
| Colchester | *** New London Road (Route **) |  | American Tower | monopole |  | 180 |  | diesel generator
| Colchester | *** New London Road (Route **) | T-Mobile | American Tower | monopole | 138 | 180
Sub-petition No. 1133 | Colchester | *** New London Road (Route **) | Verizon | American Tower | monopole | 161 | 180 |  | propane generator | 15 kilowatt
| Colchester | *** New London Road (Route **) | Sprint | American Tower | monopole | 180 | 180
| Colchester | *** New London Road (Route **) | Verizon | American Tower | monopole | 163 | 180
| Colchester | *** New London Road (Route **) | AT&T | American Tower | monopole | 150 | 180
| Colchester | *** New London Road (Route **) | Verizon | American Tower | monopole | 163 | 180
| Colchester | *** Route ** | DISH | American Tower | monopole | 120 | 180 | yes
| Colchester | ** Westchester Road | BAM | SBA | monopole | 167.5 | 180 |  | diesel generator
| Colchester | ** Westchester Road | AT&T | SBA | monopole | 159 | 180
| Colchester | ** Westchester Road | Verizon | SBA | monopole | 167 | 180
| Colchester | ** Westchester Road | Cingular | SBA | monopole | 159 | 180
| Colchester | ** Westchester Road | Verizon | SBA | monopole | 167 | 180
| Colchester | ** Westchester Road | AT&T | SBA | monopole | 157 | 180
| Colchester | ** Westchester Road | T-Mobile | SBA | monopole | 175 | 180 |  | BBU
| Colchester | ** Westchester Road | Verizon | SBA | monopole | 167 | 180
| Colchester | ** Westchester Road | T-Mobile | SBA | monopole | 180 | 180
| Colchester | ** Westchester Road | DISH | SBA | monopole | 147 | 180 | yes
| Colchester | ** Westchester Road | Verizon | SBA | monopole | 167 | 180
| Colchester | *** Old Hartford Road | SCLP | Cordless Data Transfer | guyed-lattice | 170 | 180
| Colchester | *** Old Hartford Road | AT&T | Cordless Data Transfer | guyed-lattice | 160 | 180
| Colchester | *** Old Hartford Road | Cingular | Cordless Data Transfer | guyed-lattice | 170 | 180
| Colchester | *** Old Hartford Road | Cingular/AT&T | Cordless Data Transfer | guyed-lattice | 160 | 180
| Colchester | *** Old Hartford Road | Cingular | Cordless Data Transfer | guyed-lattice | 170 | 180
| Colchester | *** Old Hartford Road | AT&T | Cordless Data Transfer | guyed-lattice | 170 | 180
| Colchester | *** Old Hartford Road | Sprint | Cordless Data Transfer | guyed-lattice | 180.5 | 180
| Colchester | *** Old Hartford Road | T-Mobile | Cordless Data Transfer | guyed-lattice | 150 | 180 |  | propane generator | 7.5 kW
| Colchester | *** Old Hartford Road | Sprint | Cordless Data Transfer | guyed-lattice | 180 | 180
| Colchester | *** Old Hartford Road | T-Mobile | Cordless Data Transfer | guyed-lattice | 150 | 180
| Colchester | *** Old Hartford Road | AT&T | Cordless Data Transfer | guyed-lattice | 170 | 180
| Colchester | *** Old Hartford Road | T-Mobile | Cordless Data Transfer | guyed-lattice | 150 | 180
Docket No. 218 | Colchester | *** Middletown Road | Verizon | Crown Atlantic | monopole | 180 | 180
| Colchester | *** Middletown Road |  | Cellco | monopole |  | 180
| Colchester | *** Middletown Road | Cingular | Cellco | monopole | 160 | 180
| Colchester | *** Middletown Road | Cingular | Cellco | monopole | 160 | 180
| Colchester | *** Middletown Road | Verizon | Cellco | monopole | 180 | 180
| Colchester | *** Middletown Road | AT&T | Cellco | monopole | 160 | 180
| Colchester | *** Middletown Road | AT&T | Cellco | monopole |  | 180 |  | diesel generator
| Colchester | *** Middletown Road | Verizon | Cellco | monopole | 180 | 180
| Colchester | *** Middletown Road | AT&T | Cellco | monopole | 160 | 180
| Colchester | *** Middletown Road | T-Mobile | Cellco | monopole | 145 | 180 | yes | diesel generator | 48-kilowatt
| Colchester | *** Middletown Road | AT&T | Cellco | monopole |  |  |  | diesel generator | 30-kilowatt
Petition No. 69 | Colchester | Buckley Hill Road | DOT | Colchester Emerg. Comm. | self-support lattice | 200 | 200
| Colchester | Chestnut Hill Road | SNET/SCLP | SNET/SCLP | monopole
Docket No. 112 | Colchester | Chestnut Hill Road | SNET Cellular | SNET Cellular | monopole | 180 | 180
| Colchester | Chestnut Hill Road | Cingular | SCLP | monopole | 185 | 180
| Colchester | Chestnut Hill Road | Cingular/AT&T | SCLP | monopole | 157 | 180
| Colchester | Chestnut Hill Road | Cingular | SCLP | monopole | 185 | 180
| Colchester | Chestnut Hill Road | AT&T | American Tower | monopole | 185 | 180
| Colchester | Chestnut Hill Road | AT&T | American Tower | monopole |  | 180 |  | diesel generator
| Colchester | Chestnut Hill Road | Verizon | SBA | monopole | 60 | 180
| Colchester | Chestnut Hill Road | T-Mobile | SBA | monopole | 167 | 180 | yes
| Colchester | Chestnut Hill Road | ATC | SBA | monopole |  |  |  | diesel generator | 80-kilowatt
| Colebrook | *** Pinney Street | AT&T | Sprint | monopole | 127 | 150
| Colebrook | *** Pinney Street | Cingular | Sprint | monopole | 137 | 150
| Colebrook | *** Pinney Street | Alltel | Sprint | monopole |  | 150
| Colebrook | *** Pinney Street | Verizon | Sprint | monopole | 117 | 150
| Colebrook | *** Pinney Street | Verizon | Sprint | monopole | 127, 117 | 150
| Colebrook | *** Pinney Street | Cingular | Sprint | monopole | 137 | 150
| Colebrook | *** Pinney Street | Verizon | Sprint | monopole | 130 | 150
| Colebrook | *** Pinney Street | Sprint | Crown Castle | monopole | 147 | 150
| Colebrook | *** Pinney Street | AT&T | Crown Castle | monopole | 140 | 150
| Colebrook | *** Pinney Street | Verizon | Crown Castle | monopole | 130 | 150
| Colebrook | *** Pinney Street | Verizon | Crown Castle | monopole | 130 | 150
| Colebrook | *** Pinney Street | Verizon | Crown Castle | monopole | 130 | 150
| Colebrook | *** Pinney Street | Sprint | Crown castle | monopole | 148 | 148
| Colebrook | *** Pinney Street | AT&T | Crown Castle | monopole | 140 | 150
Docket No. 296 | Colebrook | *** Colebrook River Road | Nextel | GridCom | monopole | 148 | 150
| Colebrook | *** Colebrook River Road | Cingular | GridCom | monopole | 137.5 | 150
| Colebrook | *** Colebrook River Road | Verizon | GridCom | monopole | 127 | 150
| Colebrook | *** Colebrook River Road | Verizon | GridCom | monopole | 127 | 150
| Colebrook | *** Colebrook River Road |  | GridCom | monopole |  | 150
| Colebrook | *** Colebrook River Road | Verizon | GridCom | monopole | 128 | 150
| Colebrook | *** Colebrook River Road | AT&T | SBA | monopole | 139 | 150
| Colebrook | *** Colebrook River Road | AT&T | SBA | monopole |  | 150 |  | diesel generator
| Colebrook | *** Colebrook River Road | T-Mobile | SBA Towers II | monopole | 117 | 150 |  | propane generator | 7.5 kW
| Colebrook | *** Colebrook River Road | AT&T | SBA Towers II | monopole | 139 | 150
| Colebrook | *** Colebrook River Road | AT&T | SBA Towers II | monopole |  | 150 |  | diesel generator
| Colebrook | **A Simons Pond Road | Eversource | Litchfield County Dispatch | self-support lattice | 132, 145 | 180
Docket No. 440 | Colebrook | *** Colebrook Road | AT&T | AT&T | monopole | 117 | 120 |  | diesel generator | 48 hours
| Columbia | ** Thompson Hill Road | Verizon | Crown Castle | monopole | 147 | 180
| Columbia | ** Thompson Hill Road | AT&T | Sprint Sites | monopole | 140 | 180
| Columbia | ** Thompson Hill Road | T-Mobile | Sprint Sites | monopole | 160 | 180
| Columbia | ** Thompson Hill Road | Verizon | Sprint Sites | monopole | 150 | 180
| Columbia | ** Thompson Hill Road | Cingular (AT&T) | Sprint Sites | monopole | 140 | 180
| Columbia | ** Thompson Hill Road | Cingular (AT&T) | Sprint Sites | monopole |  | 180
| Columbia | ** Thompson Hill Road | Verizon | Sprint Sites | monopole | 146 | 180
| Columbia | ** Thompson Hill Road | Sprint | Crown Castle | monopole |  | 180
| Columbia | ** Thompson Hill Road | AT&T | Crown Castle | monopole | 140 | 180
| Columbia | ** Thompson Hill Road | AT&T | Crown Castle | monopole | 140 | 180
| Columbia | ** Thompson Hill Road | T-Mobile | Crown Castle | monopole | 160 | 180
| Columbia | ** Thompson Hill Road | AT&T | Crown Castle | monopole | 140 | 180
| Columbia | ** Thompson Hill Road | Sprint | Crown Castle | monopole | 180 | 180
| Columbia | ** Thompson Hill Road | T-Mobile | Crown Castle | monopole | 160 | 180
| Columbia | ** Thompson Hill Road | Sprint | Crown Castle | monopole | 180 | 180
| Columbia | ** Thompson Hill Road | AT&T | Crown Castle | monopole | 140 | 180
| Columbia | ** Thompson Hill Road | T-Mobile | Crown Castle | monopole | 161 | 180
| Columbia | ** Thompson Hill Road | AT&T | Crown Castle | monopole |  |  |  | diesel generator | 20-kilowatt
| Columbia | ** Thompson Hill Road | T-Mobile | Crown Castle | monopole | 161 | 180 | yes
| Columbia | ** Thompson Hill Road | Verizon | Sprint Sites | monopole | 146 | 180
| Columbia | ** Thompson Hill Road | AT&T | Crown Castle | monopole | 140 | 180 | yes
| Columbia | *** Route ** South | Sprint | Nextel | monopole | 108 | 120
Petition No. 586 | Columbia | *** Route ** South | AT&T | American Tower | monopole | 150 | 120
| Columbia | *** Route ** South | Verizon | Nextel/American Tower | monopole | 98 | 120
| Columbia | *** Route ** South | Cingular | American Tower | monopole | 150 | 148
| Columbia | *** Route ** South | Cingular | American Tower | monopole |  | 148
| Columbia | *** Route ** South | Verizon | American Tower | monopole | 135 | 148
| Columbia | *** Route ** South | AT&T | American Tower | monopole | 150 | 148
| Columbia | *** Route ** South | Sprint | American Tower | monopole | 108 | 148
| Columbia | *** Route ** South | AT&T | American Tower | monopole | 150 | 148
| Columbia | *** Route ** South | AT&T | American Tower | monopole |  | 148 |  | diesel generator | 30-kilowatt
Docket No. 402 | Cornwall | ** Bell Road Extension | Verizon | Verizon | monopole | 110 | 110 |  | diesel generator
| Cornwall | ** Bell Road Extension |  | Construction Services of Branford | monopole |  | 110
| Cornwall | ** Bell Road Extension |  | Blue Sky Tower | monopole |  | 110
| Cornwall | ** Bell Road Extension |  | Blue Sky Tower | monopole |  | 110 |  | diesel generator | 20-kilowatts
| Cornwall | ** Bell Road Extension | Verizon | Blue Sky Tower | monopole | 110 | 110
Petition No. 141 | Cornwall | Mohawk Mountain Road | NECS | Regional Emerg. Med. Serv | self-support lattice | 105 | 180
| Cornwall | Mohawk Mountain Road | DPS | DPS | self-support lattice | 180 | 180
| Cornwall | Mohawk Mountain Road | DPS/DPH/DEP/Sheriff | DPS | self-support lattice | 60-180 | 180
| Cornwall | Mohawk Mountain Road | Ct Pubilc Broadcast | DPS | self-support lattice | 35 | 180
| Cornwall | Mohawk Mountain Road | Omni | DPS | self-support lattice | 140 | 180
| Cornwall | Mohawk Mountain Road | T-Mobile | DPS | self-support lattice | 140 | 180
| Cornwall | Mohawk Mountain Road | AT&T | DPS | self-support lattice |  | 180
| Cornwall | Mohawk Mountain Road | AT&T | DPS | self-support lattice |  | 180
| Cornwall | ** Mohawk Mountain Road (aka Toomey Road) | SNET/SCLP | AT&T | self-support lattice | 60 | 79
| Cornwall | ** Mohawk Mountain Road (aka Toomey Road) | LAC/AT&T | AT&T | self-support lattice | 48 | 79
| Cornwall | ** Mohawk Mountain Road (aka Toomey Road) | Nextel | AT&T Long Lines | self-support lattice | 75 | 65
| Cornwall | ** Mohawk Mountain Road (aka Toomey Road) | AT&T | AT&T Long Lines | self-support lattice | 48 | 79
| Cornwall | ** Mohawk Mountain Road (aka Toomey Road) | Cingular | American Tower | self-support lattice | 65 | 65
| Cornwall | ** Mohawk Mountain Road (aka Toomey Road) | AT&T | American Tower | self-support lattice |  | 65
| Cornwall | ** Mohawk Mountain Road (aka Toomey Road) | New Cingular | American Tower | self-support lattice | 48 | 65
| Cornwall | ** Mohawk Mountain Road (aka Toomey Road) | Sprint/Nextel | American Tower | self-support lattice | 60 | 65
| Cornwall | ** Mohawk Mountain Road (aka Toomey Road) | Verizon | American Tower | self-support lattice | 57, 65 | 65
| Cornwall | ** Mohawk Mountain Road (aka Toomey Road) | Cingular | American Tower | self-support lattice | 65 | 65
| Cornwall | ** Mohawk Mountain Road (aka Toomey Road) | Verizon | American Tower | self-support lattice | 46.5 | 65
| Cornwall | ** Mohawk Mountain Road (aka Toomey Road) | Sprint | American Tower | self-support lattice | 60 | 65
| Cornwall | ** Mohawk Mountain Road (aka Toomey Road) | AT&T | American Tower | self-support lattice | 65 | 65
| Cornwall | ** Mohawk Mountain Road (aka Toomey Road) | (American Tower) | American Tower | self-support lattice |  | 65 |  | diesel generator
| Cornwall | ** Mohawk Mountain Road (aka Toomey Road) | ICE - DHS | American Tower | self-support lattice | 62 | 65
| Cornwall | ** Mohawk Mountain Road (aka Toomey Road) | Sprint | American Tower | self-support lattice | 60 | 65
| Cornwall | ** Mohawk Mountain Road (aka Toomey Road) | T-Mobile | American Tower | self-support lattice | 56 | 65
| Cornwall | ** Mohawk Mountain Road (aka Toomey Road) | AT&T | American Tower | self-support lattice | 65 | 65
| Cornwall | ** Mohawk Mountain Road (aka Toomey Road) | Verizon | American Tower | self-support lattice | 47 | 65
| Cornwall | ** Mohawk Mountain Road (aka Toomey Road) | Sprint | American Tower | self-support lattice | 60 | 65
| Cornwall | ** Mohawk Mountain Road (aka Toomey Road) | ATC | American Tower | self-support lattice
| Cornwall | ** Mohawk Mountain Road (aka Toomey Road) | AT&T | American Tower | self-support lattice | 65 | 65
| Cornwall | ** Mohawk Mountain Road (aka Toomey Road) | T-Mobile | American Tower | self-support lattice | 56 | 65 | yes
| Cornwall | ** Mohawk Mountain Road (aka Toomey Road) | Verizon | American Tower | self-support lattice | 46 | 65 | yes
Petition No. 779 | Coventry | *** Main Street | Cingular | Pelletier Builders | monopole | 90 | 93
Petition No. 909 | Coventry | *** Main Street | Verizon | Pelletier Builders | monopole | 102 | 102
| Coventry | *** Main Street | AT&T | Pelletier Builders | monopole | 102 | 102
| Coventry | *** Main Street | Verizon | Pelletier Builders | monopole | 100 | 102
| Coventry | *** Main Street | AT&T | Pelletier Builders | monopole | 90 | 102
| Coventry | *** Main Street | T-Mobile | Pelletier Builders | monopole | 80 | 102 | yes | diesel generator | 25-kilowatt
| Coventry | **** Main Street | Verizon | Town of Coventry | self-support lattice | 150 | 190
| Coventry | **** Main Street | Pocket (now MetroPCS) | Town of Coventry | self-support lattice | 95 | 190
| Coventry | **** Main Street | Verizon | Town of Coventry | self-support lattice | 150 | 190
| Coventry | **** Main Street | Verizon | Town of Coventry | self-support lattice | 150 | 190
| Coventry | **** Main Street | Verizon | Town of Coventry | self-support lattice | 150 | 190
| Coventry | **** Main Street | Sprint | Town of Coventry | self-support lattice | 180 | 190
| Coventry | *** Riley Mountain Road | SNET | Sprint | monopole | 117 | 150
| Coventry | *** Riley Mountain Road | SNET/Cingular | Sprint | monopole | 117 | 150
| Coventry | *** Riley Mountain Road | T-Mobile | Sprint | monopole | 137 | 150
| Coventry | *** Riley Mountain Road | Verizon | Sprint | monopole | 127 | 150
| Coventry | *** Riley Mountain Road | Cingular/AT&T | Sprint | monopole | 107 | 150
| Coventry | *** Riley Mountain Road | Pocket (now MetroPCS) | Sprint | monopole | 107 | 150
| Coventry | *** Riley Mountain Road | Cingular | Sprint | monopole | 119 | 150
| Coventry | *** Riley Mountain Road | Verizon | Sprint | monopole | 126 | 150
| Coventry | *** Riley Mountain Road | AT&T | Crown Castle | monopole | 120 | 150
| Coventry | *** Riley Mountain Road | Sprint | Crown Castle | monopole |  | 150
| Coventry | *** Riley Mountain Road | AT&T | Crown Castle | monopole |  | 150 |  | diesel generator
| Coventry | *** Riley Mountain Road | Verizon | Crown Castle | monopole | 127 | 150
| Coventry | *** Riley Mountain Road | T-Mobile | Crown Castle | monopole | 136 | 152
| Coventry | *** Riley Mountain Road | Verizon | Crown Castle | monopole | 126 | 152
| Coventry | *** Riley Mountain Road | AT&T | Crown Castle | monopole | 116 | 152
| Coventry | *** Riley Mountain Road | Eversource | Crown Castle | monopole | 152 | 152 |  | propane generator | 20kW & 1000 gallon propane tank
| Coventry | *** Riley Mountain Road | Sprint | Crown Castle | monopole | 152 | 152
| Coventry | *** Riley Mountain Road | AT&T | Crown Castle | monopole |  |  |  | diesel generator | 30-kilowatt
| Coventry | *** Riley Mountain Road | T-Mobile | Crown Castle | monopole | 133 | 152
| Coventry | *** Riley Mountain Road | Eversource | Crown Castle | monopole | 152 | 152
| Coventry | *** Riley Mountain Road | Verizon | Crown Castle | monopole | 126 | 152
| Coventry | *** Bread and Milk Street | AT&T | SBA | monopole | 162 | 175
| Coventry | *** Bread and Milk Street | T-Mobile | SBA | monopole | 172 | 175
| Coventry | *** Bread and Milk Street | AT&T | SBA | monopole | 164 | 175
| Coventry | *** Bread and Milk Street | T-Mobile | SBA | monopole | 172 | 175
Sub-petition No. 1133 | Coventry | *** Bread and Milk Street | Verizon | SBA | monopole | 130 | 175 |  | battery & 25kW propane gen
| Coventry | *** Bread and Milk Street | Dish | SBA | monopole | 153 | 175 |  | battery
| Coventry | *** Bread and Milk Street | T-Mobile | SBA | monopole | 172 | 175
| Coventry | *** Bread and Milk Street | AT&T | SBA | monopole | 162 | 175
| Coventry | *** Bread and Milk Street | DISH | SBA | monopole | 153 | 175 | yes
| Coventry | *** Bread and Milk Street | T-Mobile | SBA | monopole | 172 | 175 | yes
Docket No. 475 | Coventry | Foley Lane | Verizon | Verizon | monopole | 140 | 140 |  | battery & 25kW propane gen | 25 kW
| Cromwell | *** Berlin Road | AT&T Wireless | Shaner Hotel Group | self-support lattice | 102.5 | 83
| Cromwell | *** Berlin Road | AT&T Wireless | Shaner Hotel Group | self-support lattice
| Cromwell | *** Berlin Road | AT&T Wireless | Shaner Hotel Group | self-support lattice
| Cromwell | *** Berlin Road | Verizon | Shaner Hotel Group | self-support lattice | 78
| Cromwell | *** Berlin Road | Verizon | Shaner Hotel Group | self-support lattice | 88
Petition No. 750 | Cromwell | *** Berlin Road | T-Mobile | Shaner Hotel Group | self-support lattice | 111 | 111
| Cromwell | *** Berlin Road | Cingular | Shaner Hotel Group | self-support lattice | 102 | 82
| Cromwell | *** Berlin Road | Pocket (now MetroPCS) | Shaner Hotel Group | self-support lattice | 77 | 82
| Cromwell | *** Berlin Road | T-Mobile | Shaner Hotel Group | self-support lattice | 108 | 111
| Cromwell | *** Berlin Road | Verizon | Shaner Hotel Group | self-support lattice | 88 | 111
| Cromwell | *** Berlin Road | AT&T | Cellco | self-support lattice | 98 | 111
| Cromwell | *** Berlin Road | MetroPCS | Cellco | self-support lattice |  | 111
| Cromwell | *** Berlin Road | Verizon | Cellco | self-support lattice | 88 | 111
| Cromwell | *** Berlin Road | AT&T | Cellco | self-support lattice | 98 | 111
Petition No. 1129 | Cromwell | *** Berlin Road | T-Mobile | Cellco | self-support lattice | 108 | 111
| Cromwell | *** Berlin Road | AT&T | American Tower | self-support lattice | 98 | 111
| Cromwell | *** Berlin Road | AT&T | American Tower | self-support lattice | 82 | 111
| Cromwell | *** Berlin Road | T-Mobile | Cellco | self-support lattice | 108 | 111
| Cromwell | *** Berlin Road | Verizon | Cellco | self-support lattice | 12 | 111
| Cromwell | *** Berlin Road | Verizon | Cellco | self-support lattice | 84 | 111 | yes
Petition No. 306 | Cromwell | *** Coles Road
Petition No. 322 | Cromwell | *** Coles Road
Docket No. 338 | Cromwell | *** West Street | Nextel | Sprint Nextel | monopole | 75 | 77
Docket No. 338 | Cromwell | *** West Street | Verizon | Sprint Nextel | monopole | 64 | 77
| Cromwell | *** West Street | MetroPCS | Tower Co, LLC | monopole | 75 | 77
| Cromwell | *** West Street |  | Tower Co, LLC | monopole |  | 77
| Cromwell | *** West Street | MetroPCS | SBA | monopole |  | 77
| Cromwell | *** West Street | Verizon | SBA | monopole | 64 | 77
| Cromwell | *** West Street | T-Mobile (MetroPCS) | SBA | monopole | 75 | 77
| Cromwell | *** West Street | Verizon | SBA | monopole | 64 | 76
| Cromwell | *** West Street | Dish | SBA | monopole | 51 | 76 | yes
| Cromwell | *** West Street | AT&T | SBA | monopole | 61 | 76 | yes
| Cromwell | *** West Street | Verizon | SBA | monopole | 64 | 76
| Cromwell | *** Shunpike Road | VoiceStream | Cromwell Fire District | self-support lattice | 125 | 170
| Cromwell | *** Shunpike Road | SCLP | Cromwell Fire District | self-support lattice | 114 | 170 |  | generator
| Cromwell | *** Shunpike Road | SNET/Cingular | Cromwell Fire District | self-support lattice | 114 | 170
| Cromwell | *** Shunpike Road | T-Mobile | Cromwell Fire District | self-support lattice | 125 | 170
| Cromwell | *** Shunpike Road | Sprint | Cromwell Fire District | self-support lattice | 170 | 170
| Cromwell | *** Shunpike Road | Cingular | Cromwell Fire District | self-support lattice | 114 | 170
| Cromwell | *** Shunpike Road | AT&T Wireless | Cromwell Fire District | self-support lattice | 160 | 170
| Cromwell | *** Shunpike Road | Verizon | Cromwell Fire District | self-support lattice | 100 | 170
| Cromwell | *** Shunpike Road | Pocket (now MetroPCS) | Cromwell Fire District | self-support lattice | 130 | 170
| Cromwell | *** Shunpike Road | T-Mobile | Cromwell Fire District | self-support lattice | 125 | 170
| Cromwell | *** Shunpike Road | Clearwire | Cromwell Fire District | self-support lattice | 134 | 170
| Cromwell | *** Shunpike Road | AT&T | Cromwell Fire District | self-support lattice | 115 | 170
| Cromwell | *** Shunpike Road | Verizon | Cromwell Fire District | self-support lattice | 100 | 170
| Cromwell | *** Shunpike Road | MetroPCS | Cromwell Fire District | self-support lattice |  | 170
| Cromwell | *** Shunpike Road | Verizon | Cromwell Fire District | self-support lattice | 101 | 170
| Cromwell | *** Shunpike Road | T-Mobile | Cromwell Fire District | self-support lattice | 125 | 170
| Cromwell | *** Shunpike Road | Sprint | Cromwell Fire District | self-support lattice | 170 | 170
| Cromwell | *** Shunpike Road | Verizon | Cromwell Fire District | self-support lattice | 101 | 170
| Cromwell | *** Shunpike Road | T-Mobile | Cromwell Fire District | self-support lattice | 125 | 170
| Cromwell | *** Shunpike Road | Sprint | Cromwell Fire District | self-support lattice | 170 | 170
| Cromwell | *** Shunpike Road | Verizon | Cromwell Fire District | self-support lattice | 101 | 170
| Cromwell | *** Shunpike Road | AT&T | Cromwell Fire District | self-support lattice | 115 | 170
| Cromwell | *** Shunpike Road | Sprint | Cromwell Fire District | self-support lattice | 170 | 170
| Cromwell | *** Shunpike Road | AT&T | Cromwell Fire District | self-support lattice | 115 | 170
| Cromwell | *** Shunpike Road | T-Mobile | Cromwell Fire District | self-support lattice | 125 | 170
| Cromwell | *** Shunpike Road | AT&T | Cromwell Fire District | self-support lattice | 115 | 170 | yes
| Cromwell | *** Shunpike Road | T-Mobile | Cromwell Fire District | self-support lattice | 125 | 170 | yes
| Cromwell | *** Shunpike Road | Verizon | Cromwell Fire District | self-support lattice | 101 | 170 | yes
| Cromwell | ** Shunpike Road | AT&T | Cromwell Fire District | utility light pole | 42 | 42 | yes
| Cromwell | *** Main Street | Verizon | Sprint | monopole | 105 | 125
| Cromwell | *** Main Street | AT&T Wireless | Sprint | monopole | 115 | 125
| Cromwell | *** Main Street | Nextel | Sprint | monopole | 95 | 125
| Cromwell | *** Main Street | Cingular | Sprint | monopole | 115 | 125
| Cromwell | *** Main Street | Verizon | Sprint | monopole | 105 | 125
| Cromwell | *** Main Street | Pocket (now MetroPCS) | Sprint | monopole | 85 | 125
| Cromwell | *** Main Street | Verizon | Sprint | monopole | 85 | 125
| Cromwell | *** Main Street | Clearwire | Sprint | monopole | 125 | 125
| Cromwell | *** Main Street | Verizon | Sprint | monopole |  | 125 |  | propane generator
| Cromwell | *** Main Street | Verizon | Crown Castle | monopole | 105 | 125
| Cromwell | *** Main Street | AT&T | Crown Castle | monopole | 117 | 125
| Cromwell | *** Main Street | MetroPCS | Crown Castle | monopole |  | 125
| Cromwell | *** Main Street | Sprint | Crown Castle | monopole | 127 | 125
| Cromwell | *** Main Street | Verizon | Crown Castle | monopole | 105 | 125
| Cromwell | *** Main Street | Sprint | Crown Castle | monopole | 127 | 125
| Cromwell | *** Main Street | MetroPCS | Crown Castle | monopole | 85 | 125
| Cromwell | *** Main Street | Verizon | Crown Castle | monopole | 105 | 125
| Cromwell | *** Main Street | Verizon | Crown Castle | monopole | 105 | 125
| Cromwell | *** Main Street | AT&T | Crown Castle | monopole | 117 | 125
| Cromwell | *** Main Street | AT&T | Crown Castle | monopole | 117 | 125
| Cromwell | *** Main Street | DISH | Crown Castle | monopole | 85 | 125 | yes
| Cromwell | *** Main Street | T-Mobile | Crown Castle | monopole | 85 | 125 | yes
| Cromwell | *** Main Street | AT&T | Crown Castle | monopole | 117 | 125 | yes
| Cromwell | *** Main Street | Verizon | Crown Castle | monopole | 105 | 125
Docket No. 481 | Cromwell | ***, ***, ***, and ***R Main street | Verizon | Verizon | monopole | 120 | 120 |  | battery backup & diesel generator | 30kW & 46 hours/ 4hr battery
| Cromwell | ***, ***, ***, and ***R Main street | Verizon | Verizon | monopole | 9 | 120
| Cromwell | ***, ***, ***, and ***R Main street | Verizon | Verizon | monopole | 9 | 120
Petition No. 799 | Cromwell | *** West Street | T-Mobile | Tahir Choudhry | monopole | 51 | 54
| Cromwell | *** West Street | T-Mobile | Tahir Choudhry | monopole | 51 | 54
| Cromwell | *** West Street | T-Mobile | Tahir Choudhry | monopole | 51, 41 | 54
Petition No. 748 | Danbury | * Fairfield Avenue | T-Mobile | T-Mobile | rooftop/Faux Chimney | 39 | 39
Petition No. 1537 | Danbury | * Fairfield Avenue | T-Mobile | T-Mobile | rooftop/Faux Chimney | 37/42.5 | 45 | yes | battery backup
Petiton No,. 1149 | Danbury | *** Federal Road | Verizon | Verizon | rooftop | 32 | 34
| Danbury | *** Federal Road | Verizon | Verizon | rooftop | 32 | 34 | yes
| Danbury | *** Federal Road | Verizon | Verizon | rooftop | 32 | 34 | yes
Docket No. 462 | Danbury | ** Great Pasture Road | Verizon | Verizon | monopole | 120 | 120 |  | 35kW propane generator | 1000 gallon tank/7 days
Sub-PetitionNo. 1133 | Danbury | ** Great Pasture Road | AT&T | Verizon | monopole | 140 | 140 | na | propane generator | 24-kilowatt
|  | ** Great Pasture Road | DISH | Verizon | monopole | 110 | 140 | yes
| Danbury | ** Great Pasture Road | AT&T | Verizon | monopole | 140 | 140 | yes
Petition No. 334 | Danbury | ** Old Ridgebury Road | BAM | Danbury Hilton | rooftop | 116 | 125
| Danbury | ** Old Ridgebury Road | Verizon | Danbury Hilton | rooftop | 116 | 125
| Danbury | ** Old Ridgebury Road | Cingular | Danbury Hilton | rooftop | 108 | 125
| Danbury | ***-*** Clapboard Ridge Road | AT&T | T-Mobile | monopole | 59 | 85
| Danbury | ***-*** Clapboard Ridge Road | Cingular | T-Mobile | monopole | 62 | 85
| Danbury | ***-*** Clapboard Ridge Road | Cingular | T-Mobile | monopole | n/a | 85
| Danbury | ***-*** Clapboard Ridge Road | T-Mobile | T-Mobile | monopole | 80 | 85
Petition No. 931 | Danbury | ***-*** Clapboard Ridge Road | Clearwire | T-Mobile | monopole | 69 | 85
| Danbury | ***-*** Clapboard Ridge Road | AT&T | T-Mobile | monopole | 59 | 85
| Danbury | ***-*** Clapboard Ridge Road | AT&T | Crown Castle | monopole | 62 | 85
| Danbury | ***-*** Clapboard Ridge Road | DISH | Crown Castle | monopole | 68 | 85 | yes
Petition No. 1543 | Danbury | ** Kenosia Avenue | Verizon | Verizon | rooftop | 58 | 60 | yes | battery backup
Docket No. 79 | Danbury | ** Hospital Avenue | BAM | Danbury Hospital | rooftop | 202 | 185
| Danbury | ** Hospital Avenue | BAM | Danbury Hospital
| Danbury | ** Hospital Avenue | BAM | Danbury Hospital | rooftop | 204 | 185
| Danbury | ** Hospital Avenue | Verizon | Danbury Hospital | rooftop | 204 | 185
| Danbury | ** Hospital Avenue | T-Mobile | Danbury Hospital | rooftop | 127, 154 | 185
| Danbury | ** Hospital Avenue | Verizon | Danbury Hospital | rooftop | 204 | 185
| Danbury | ** Hospital Avenue | Clearwire | Danbury Hospital | rooftop | 153 | 185
| Danbury | ** Hospital Avenue | Sprint Nextel | Danbury Hospital | rooftop | 155, 131 | 185
| Danbury | ** Hospital Avenue | Verizon | Danbury Hospital | rooftop | 156 | 185
| Danbury | ** Hospital Avenue | T-Mobile | Danbury Hospital | rooftop | 127 | 185
| Danbury | ** Hospital Avenue | T-Mobile | Danbury Hospital | rooftop | 154, 127 | 185
| Danbury | ** Hospital Avenue | Verizon | Danbury Hospital | rooftop | 156 | 185
| Danbury | ** Hospital Avenue | Sprint | Danbury Hospital | rooftop | var. | 185
| Danbury | ** Hospital Avenue | T-Mobile | Danbury Hospital | rooftop | 154, 127 | 185
| Danbury | ** Hospital Avenue | T-Mobile | Danbury Hospital | rooftop | 154 | 185
| Danbury | ** Hospital Avenue | Verizon | Danbury Hospital | rooftop | 156 | 185
| Danbury | ** Hospital Avenue | T-Mobile | Danbury Hospital | rooftop | 127, 154 | 185
| Danbury | ** Hospital Avenue | T-Mobile | Danbury Hospital | rooftop | 127, 154 | 185
| Danbury | ** Hospital Avenue | Sprint | Danbury Hospital | rooftop | 131, 155 | 185
| Danbury | ** Hospital Avenue | T-Mobile | Danbury Hospital | rooftop | 154 | 185 | yes
| Danbury | ** Hospital Avenue | Verizon | Danbury Hospital | rooftop | 156 | 185 | yes
| Danbury | ** Hospital Avenue | AT&T | Danbury Hospital | rooftop | 135,`60 | 185 | yes
| Danbury | ** Hospital Avenue | Verizon | Danbury Hospital | rooftop | 156 | 185
Docket No. 176 | Danbury | *** Boxwood Lane | WCSU | WCSU | self-support lattice | 67 | 100
Docket No. 176 | Danbury | *** Boxwood Lane | Nextel | WCSU | self-support lattice | 98 | 100
| Danbury | *** Boxwood Lane | Sprint | WCSU | self-support lattice | 89 | 100
| Danbury | *** Boxwood Lane | Sprint Nextel | WCSU | self-support lattice | 99 | 100
| Danbury | *** Boxwood Lane | T-Mobile | WCSU | self-support lattice | 83 | 100
| Danbury | *** Boxwood Lane | T-Mobile | WCSU | self-support lattice | 83 | 100
| Danbury | *** Boxwood Lane | Sprint | WCSU | self-support lattice |  | 100 |  | fuel cell backup
| Danbury | *** Boxwood Lane | Sprint | WCSU | self-support lattice | 89 | 100
| Danbury | *** Boxwood Lane | T-Mobile | WCSU | self-support lattice | 83 | 100
| Danbury | *** Boxwood Lane | Sprint | WCSU | self-support lattice | 89 | 100
| Danbury | *** Boxwood Lane | AT&T | WCSU | self-support lattice | 98 | 100 |  | 50 kW diesel generator
| Danbury | *** Boxwood Lane | T-Mobile | WCSU | self-support lattice | 83 | 100
| Danbury | *** Boxwood Lane | T-Mobile | WCSU | self-support lattice | 83 | 100
| Danbury | *** Boxwood Lane | Sprint | WCSU | self-support lattice | 89 | 100
| Danbury | *** Boxwood Lane | AT&T | WCSU | self-support lattice | 98 | 100
| Danbury | *** Boxwood Lane | T-Mobile | WCSU | self-support lattice | 83 | 100 | yes
| Danbury | *** Boxwood Lane | AT&T | WCSU | self-support lattice | 98 | 100
| Danbury | *** Boxwood Lane | AT&T | WCSU | self-support lattice | 98 | 100 | yes
| Danbury | ** Sugar Hollow Road | AT&T Wireless | Omni | monopole | 95 | 108
| Danbury | ** Sugar Hollow Road | Nextel | VoiceStream | monopole | 85 | 105
| Danbury | ** Sugar Hollow Road | AT&T Wireless | VoiceStream | monopole
| Danbury | ** Sugar Hollow Road | T-Mobile | VoiceStream | monopole | 105 | 108
| Danbury | ** Sugar Hollow Road | AT&T Wireless | VoiceStream | monopole |  | 108
| Danbury | ** Sugar Hollow Road | AT&T Wireless | VoiceStream | monopole |  | 108
| Danbury | ** Sugar Hollow Road | Cingular | VoiceStream | monopole | 110 | 108
| Danbury | ** Sugar Hollow Road | MetroPCS | VoiceStream | monopole | 95 | 108
| Danbury | ** Sugar Hollow Road | T-Mobile | VoiceStream | monopole | 100 | 108
| Danbury | ** Sugar Hollow Road | T-Mobile | Crown Castle | monopole | 105 | 105
| Danbury | ** Sugar Hollow Road | T-Mobile | Crown Castle | monopole | 105 | 105
| Danbury | ** Sugar Hollow Road | DISH | Crown Castle | monopole | 74 | 105 | yes
Docket No. 75 | Danbury | ** West Street | SNET Cellular | SNET Cellular | self-support lattice | 37 | 37
| Danbury | ** West Street | SNET/SCLP | SNET/SCLP | self-support lattice
| Danbury | ** West Street | SNET/SCLP | SNET/SCLP | self-support lattice | 72.11 | 37
Petition No. 448 | Danbury | ** West Street | SCLP | SNET | self-support lattice | 70
| Danbury | ** West Street | Cingular | SNET | self-support lattice | 70
| Danbury | ** West Street | AT&T Wireless | SNET | self-support lattice | 69
| Danbury | ** West Street | AT&T | SNET | self-support lattice | 69 | 72.5
| Danbury | ** West Street | AT&T | SNET | self-support lattice | 63 | 73
| Danbury | ** West Street | AT&T | SNET | self-support lattice | 47.6' & 54.5' | 73
| Danbury | ** West Street | AT&T | SNET | self-support lattice | 48', 61', 63' & 69' | 73 | yes
Petition No. 1447 | Danbury | ** Lake Avenue Extension | AT&T | AT&T | utility Pole | 30, 22 | 25 | yes
Petition No. 712 | Danbury | ** Padanaram Road | T-Mobile | T-Mobile | monopole | 80 | 80
| Danbury | ** Padanaram Road | Sprint | T-Mobile | monopole | 70 | 80
| Danbury | ** Padanaram Road | Sprint | T-Mobile | monopole | 70 | 80
| Danbury | ** Padanaram Road | T-Mobile | Crown Castle | monopole | 80 | 80
| Danbury | ** Padanaram Road | Sprint | Crown Castle | monopole | 70 | 80
| Danbury | ** Padanaram Road | T-Mobile | Crown Castle | monopole | 80 | 80
| Danbury | ** Padanaram Road | Sprint | Crown Castle | monopole | 70 | 80
| Danbury | ** Padanaram Road | T-Mobile | Crown Castle | monopole | 80 | 80
| Danbury | ** Padanaram Road | T-Mobile | Crown Castle | monopole | 80 | 80 | yes
Petition No. 1559 | Danbury | ** Padanaram Road | Verizon | Crown Castle | monopole | 118 | 145 | yes | diesel fueled | 50-kilowatt
Petition No. 1559 | Danbury | ** Padanaram Road | AT&T | Crown Castle | monopole | 140 | 145 | yes | diesel fueled | 15-kilowatt
Petition No. 1559 | Danbury | ** Padanaram Road | T-Mobile | Crown Castle | monopole | 128 | 145 | yes | diesel fueled
| Danbury | ** Padanaram Road | DISH | Crown Castle | monopole | 130 | 145 | yes
| Danbury | ** Newtown Road | BAM | Fifty Newtown Rd Corp | monopole | 90 | 96
| Danbury | ** Newtown Road | SCLP | Fifty Newtown Rd Corp | monopole | 100 | 96
| Danbury | ** Newtown Road | AT&T | Fifty Newtown Rd Corp | monopole | 108 | 96
| Danbury | ** Newtown Road | AT&T | Fifty Newtown Rd Corp | monopole | 108 | 96
| Danbury | ** Newtown Road | Cingular | Fifty Newtown Road Corp | monopole | 100 | 96
| Danbury | ** Newtown Road | AT&T | Fifty Newtown Rd Corp | monopole |  | 96
| Danbury | ** Newtown Road | Verizon | Fifty Newtown Rd Corp | monopole | 90 | 96
| Danbury | ** Newtown Road | Cingular | Fifty Newtown Rd Corp | monopole | 100 | 96
| Danbury | ** Newtown Road | Sprint Nextel | Fifty Newtown Rd Corp | monopole | 78 | 96
Petition No. 917 | Danbury | ** Newtown Road | MetroPCS | Fifty Newtown Rd Corp | monopole | 108 | 96
| Danbury | ** Newtown Road | Clearwire | Fifty Newtown Rd Corp | monopole | 78 | 96
| Danbury | ** Newtown Road | Verizon | Fifty Newtown Rd Corp | monopole | 90 | 96
| Danbury | ** Newtown Road | AT&T | Wireless Capital Partners | monopole | 100 | 96
| Danbury | ** Newtown Road | AT&T | Wireless Capital Partners | monopole | 100 | 96
| Danbury | ** Newtown Road | Verizon | Wireless Capital Partners | monopole | 90 | 96
| Danbury | ** Newtown Road | Verizon | Wireless Capital Partners | monopole | 90 | 110
| Danbury | ** Newtown Road | AT&T | 48 Newtown Road Corporation | monopole | 100 | 110
| Danbury | ** Newtown Road | Verizon | MW Cell REIT 1 LLC | monopole | 90 | 110
| Danbury | ** Newtown Road | AT&T | Crown Castle | monopole | 100 | 110
| Danbury | ** Newtown Road | Verizon | Crown Castle | monopole | 90 | 110
| Danbury | ** Newtown Road | AT&T | Crown Castle | monopole | 100 | 110
| Danbury | ** Newtown Road | DISH | 48 Newtown Road Corporation | monopole | 80 | 110 | yes
| Danbury | ** Newtown Road | AT&T | 48 Newtown Road Corporation | monopole |  |  |  | diesel generator | 30-kilowatt
Docket No. 366 | Danbury | ** Stadley Rough Road | T-Mobile | SBA | monopole | 137 | 140
| Danbury | ** Stadley Rough Road | MetroPCS | SBA | monopole | 117 | 140
| Danbury | ** Stadley Rough Road | Clearwire | SBA | monopole | 107 | 140
| Danbury | ** Stadley Rough Road | Verizon | SBA | monopole | 97 | 140
| Danbury | ** Stadley Rough Road | T-Mobile | SBA | monopole | 137 | 140
| Danbury | ** Stadley Rough Road | Verizon | SBA | monopole | 97 | 140
| Danbury | ** Stadley Rough Road | AT&T | SBA | monopole | 107 | 140 |  | natural gas generator
| Danbury | ** Stadley Rough Road | AT&T | SBA | monopole | 107 | 140 |  | none for AT&T
| Danbury | ** Stadley Rough Road | T-Mobile | SBA | monopole | 137 | 139
| Danbury | ** Stadley Rough Road | AT&T | SBA | monopole | 107 | 139
| Danbury | ** Stadley Rough Road | T-Mobile | SBA | monopole | 137 | 139
| Danbury | ** Stadley Rough Road | DISH | SBA | monopole | 127 | 139 | yes
| Danbury | ** Stadley Rough Road | AT&T | SBA | monopole | 107 | 139 | yes
| Danbury | ** Stadley Rough Road | Verizon | SBA | monopole | 97 | 139
| Danbury | ** Sugar Hollow Road | Sprint | AT&T Wireless | monopole | 90 | 106
| Danbury | ** Sugar Hollow Road | AT&T | AT&T Wireless | monopole | 108 | 106
| Danbury | ** Sugar Hollow Road | Sprint | American Tower | monopole | 90.3 | 106
| Danbury | ** Sugar Hollow Road | Sprint | American Tower | monopole | 90 | 106
| Danbury | ** Sugar Hollow Road | DISH | American Tower | monopole | 59 | 106 | yes
| Danbury | ** Sugar Hollow Road | AT&T | AT&T Wireless | monopole | 108 | 106 | yes
Petition No. 1177 | Danbury | ** Newtown Road | Verizon | Berkshire Shopping Center, LLC | rooftop | 31.2 | 29.4
| Danbury | * Westview Drive | T-Mobile | Robert Kaufman | self-support lattice | 50 | 100
| Danbury | * Westview Drive | T-Mobile | Robert Kaufman | self-support lattice | 50 | 100
| Danbury | * Westview Drive | T-Mobile | Robert Kaufman | self-support lattice | 50 | 100
| Danbury | * Westview Drive | T-Mobile | Robert Kaufman | self-support lattice | 50 | 100
| Danbury | * Westview Drive | T-Mobile | Robert Kaufman | self-support lattice | 50 | 100
| Danbury | * Westview Drive | T-Mobile | Robert Kaufman | self-support lattice | 50 | 100
| Danbury | * Westview Drive | T-Mobile | Robert Kaufman | self-support lattice | 50 | 100
Petition No. 1101 | Danbury | ** Park Avenue | AT&T | AT&T | rooftop | 47.5 | 53 |  | diesel generator | 72 hours
Petition No. 868 | Danbury | Crow's Nest Lane | CL&P | CL&P | monopole | 87 | 87
Petition No. 1325 | Danbury | Crow's Nest Lane | CL&P | CL&P | monopole | 87 | 87 |  | propane generator | 20kW & 500 g propane tank
| Danbury | Moses Mountain | SNET/SCLP | SNET/SCLP | self-support lattice | 58.86 | 65
| Danbury | Moses Mountain | SNET/SCLP | SNET/SCLP | self-support lattice | 63.79 | 65
| Danbury | Moses Mountain | SNET/SCLP/DPS | SNET/SCLP | self-support lattice | 52 | 65
| Danbury | Moses Mountain | SNET/SCLP/WRNN TV | SNET/SCLP | self-support lattice | 50 | 65
| Danbury | Moses Mountain | SNET/SCLP/Personal Vision | SNET/SCLP | self-support lattice | 53 | 65
| Danbury | Moses Mountain | WRNN | SNET | self-support lattice | 50 | 65
| Danbury | Moses Mountain | Destineer/Skytel | SNET | self-support lattice | 50 | 65
| Danbury | Moses Mountain | SNET/Destineer | SNET/SCLP | self-support lattice | 45 | 65
| Danbury | Moses Mountain | SNET/Bell South Wireless | SNET/SCLP | self-support lattice | 70.5 | 65
| Danbury | Moses Mountain | SNET/Pagenet | SNET/SCLP | self-support lattice | 54 | 65
| Danbury | Moses Mountain | Verizon | SNET/SCLP | self-support lattice | 70 | 65
| Danbury | Moses Mountain | Marcus Communications | SNET/SCLP | self-support lattice | 65 | 65
| Danbury | Moses Mountain | Cingular | SNET/SCLP | self-support lattice |  | 65
| Danbury | Moses Mountain | Verizon | SNET/SCLP | self-support lattice | 69 | 65
| Danbury | Moses Mountain | Verizon | SNET/SCLP | self-support lattice | 69 | 65
| Danbury | Moses Mountain | AT&T | AT&T | self-support lattice | 68 | 65
| Danbury | Moses Mountain | Verizon | AT&T | self-support lattice | 69 | 65
| Danbury | Moses Mountain | Verizon | AT&T | self-support lattice | 69 | 65
| Danbury | Moses Mountain | AT&T | AT&T | self-support lattice | 68 | 65
| Danbury | Moses Mountain | AT&T | AT&T | self-support lattice | 68 | 65
| Danbury | Moses Mountain | AT&T | AT&T | self-support lattice | 68 | 65 | yes
| Danbury | Moses Mountain | Verizon | AT&T | self-support lattice | 65 | 65 | yes
Petition No. 610 | Danbury | Shelter Rock Road | Nextel | CL&P | utility pole | 113 | 104
Petition No. 1356 | Danbury | *** White Street | T-Mobile | T-Mobile | rooftop monopoleounted | 65 | 60
Docket No. 155 | Darien | *** Ledge Road | BAM | BAM | monopole | 98 | 100
| Darien | *** Ledge Road | BAM/SCLP | BAM | monopole | 86 | 100
| Darien | *** Ledge Road | BAM | BAM | monopole | 100 | 100
| Darien | *** Ledge Road | BAM | BAM | monopole | 98 | 100
| Darien | *** Ledge Road | BAM/Nextel | BAM | monopole | 73 | 100
| Darien | *** Ledge Road | BAM
| Darien | *** Ledge Road | BAM/Sprint | BAM | monopole | 70 | 100
| Darien | *** Ledge Road | Cingular | BAM | monopole | 86 | 100
| Darien | *** Ledge Road | Verizon | BAM | monopole | 102 | 100
| Darien | *** Ledge Road | New Cingular | Crown Castle | monopole | 89 | 100
Petition No. 791 | Darien | *** Ledge Road | T-Mobile | Crown Castle | monopole | 110 | 110
Petition No. 803 | Darien | *** Ledge Road | Sprint PCS | Crown Castle | monopole | 120 | 120
| Darien | *** Ledge Road | Sprint/Nextel | Crown Castle | monopole | 120 | 120
| Darien | *** Ledge Road | MetroPCS | Crown Castle | monopole | 81.5 | 120
| Darien | *** Ledge Road | T-Mobile | Crown Castle | monopole | 110 | 120
| Darien | *** Ledge Road | Clearwire | Crown Castle | monopole | 73 | 120
| Darien | *** Ledge Road | Verizon | Crown Castle | monopole | 102 | 120
| Darien | *** Ledge Road | Sprint | Crown Castle | monopole | 120 | 120
| Darien | *** Ledge Road | AT&T | Crown Castle | monopole | 88 | 120
| Darien | *** Ledge Road | T-Mobile | Crown Castle | monopole | 110 | 120
| Darien | *** Ledge Road | Sprint | Crown Castle | monopole | 117 | 120
| Darien | *** Ledge Road | AT&T | Crown Castle | monopole |  | 120 |  | diesel generator | 250-gallon tank
| Darien | *** Ledge Road | Verizon | Crown Castle | monopole | 100 | 120
| Darien | *** Ledge Road | Verizon | Crown Castle | monopole | 100 | 120
| Darien | *** Ledge Road | T-Mobile | Crown Castle | monopole | 110 | 117
| Darien | *** Ledge Road | AT&T | Crown Castle | monopole | 89 | 117
| Darien | *** Ledge Road | AT&T | Crown Castle | monopole | 89 | 117
| Darien | *** Ledge Road | AT&T | Crown Castle | monopole | 89 | 117
| Darien | *** Ledge Road | Sprint | Crown Castle | monopole | 118 | 117
| Darien | *** Ledge Road | AT&T | Crown Castle | monopole | 89 | 117
| Darien | *** Ledge Road | T-Mobile | Crown Castle | monopole | 110 | 117
| Darien | *** Ledge Road | AT&T | Crown Castle | monopole | 89 | 117
| Darien | *** Ledge Road | T-Mobile | Crown Castle | monopole | 110 | 117
| Darien | *** Ledge Road | Verizon | Crown Castle | monopole | 12' | 117
Petition No. 1358 | Darien | ** Goodwives River Road | Verizon | Eversource | utility pole | 37 | 34
Petition No. 420 | Darien | * Mechanic Street | Omni | CL&P | monopole | 103 | 95
| Darien | * Mechanic Street | VoiceStream | NU | monopole | 125 | 115
| Darien | * Mechanic Street | T-Mobile | NU | monopole | 125
| Darien | * Mechanic Street | T-Mobile | NU | monopole | 120
| Darien | * Mechanic Street | T-Mobile | Eversource | monopole | 120 | 115
| Darien | * Mechanic Street | T-Mobile | Eversource | monopole | 120 | 115
Petiton No. 1299 | Darien | *** Boston Post Road | Verizon | The Fidelity Building Co | rooftop | 43 | 38.5 |  | diesel generator | 20-kW
Petition No. 397 | Darien | Noroton Heights Railroad Station | Omni | CL&P | self-support lattice | 11.4 | 105
| Darien | Noroton Heights Railroad Station | T-Mobile | CL&P | self-support lattice |  | 90
Petition No. 529 | Darien | Noroton Heights Railroad Station | AT&T Wireless | CL&P | self-support lattice | 102 | 90
| Darien | Noroton Heights Railroad Station | AT&T Wireless | CL&P | self-support lattice | 110 | 113
| Darien | Noroton Heights Railroad Station | Cingular | CL&P | self-support lattice | 85 | 90
| Darien | Noroton Heights Railroad Station | AT&T | CL&P | self-support lattice | 85 | 90
| Darien | Noroton Heights Railroad Station | AT&T | Eversource | self-support lattice | 85 | 90
Petition No. 474 | Darien | West Avenue | AT&T Wireless | CL&P | monopole | 110 | 95
| Darien | West Avenue | AT&T Wireless | CL&P
| Darien | West Avenue | AT&T Wireless | CL&P
| Deep River | ** Pent Road | AT&T | VoiceStream | monopole | 160 | 180
| Deep River | ** Pent Road | Verizon | VoiceStream | monopole | 170 | 180
| Deep River | ** Pent Road | Pocket (now MetroPCS) | VoiceStream | monopole | 150 | 180
| Deep River | ** Pent Road | Cingular | VoiceStream | monopole | 160 | 180
| Deep River | ** Pent Road | Verizon | VoiceStream (T-Mobile) | monopole | 170 | 180
| Deep River | ** Pent Road | AT&T | VoiceStream (T-Mobile) | monopole | 160 | 180
| Deep River | ** Pent Road | AT&T | VoiceStream (T-Mobile) | monopole |  | 180
| Deep River | ** Pent Road | T-Mobile | VoiceStream (T-Mobile) | monopole | 177 | 180
| Deep River | ** Pent Road | Verizon | Crown Castle | monopole | 170 | 180
| Deep River | ** Pent Road | AT&T | Crown Castle | monopole | 160 | 180
| Deep River | ** Pent Road | AT&T | Crown Castle | monopole |  |  |  | diesel generator | 30-kilowatt
| Deep River | ** Pent Road | T-Mobile | VoiceStream (T-Mobile) | monopole | 177 | 180
| Deep River | ** Pent Road | DISH | VoiceStream (T-Mobile) | monopole | 148 | 180 | yes
| Deep River | *** Winthrop Road | VoiceStream | Nextel | monopole | 160 | 180
| Deep River | *** Winthrop Road | Sprint PCS | Nextel | monopole | 167 | 180
| Deep River | *** Winthrop Road | AT&T | Nextel | monopole | 150 | 180
| Deep River | *** Winthrop Road | T-Mobile | Nextel | monopole | 160 | 180
| Deep River | *** Winthrop Road | Cingular | Nextel | monopole | 150 | 180
| Deep River | *** Winthrop Road | AT&T | TowerCo | monopole | 150 | 180
| Deep River | *** Winthrop Road | Verizon | SBA Towers | monopole | 178 | 180 |  | propane generator
| Deep River | *** Winthrop Road | AT&T | SBA Towers | monopole | 150 | 180
| Deep River | *** Winthrop Road | Sprint | SBA Towers | monopole | 166 | 180
| Deep River | *** Winthrop Road | Verizon | SBA Towers | monopole | 178 | 180
| Deep River | *** Winthrop Road | T-Mobile | SBA Towers | monopole | 160 | 180
| Deep River | *** Winthrop Road | AT&T | SBA Towers | monopole |  |  |  | diesel generator | 30-kilowatt
| Deep River | *** Winthrop Road | AT&T | SBA Towers | monopole | 150 | 180 | yes
| Deep River | *** Winthrop Road | DISH | SAB Towers | monopole | 140 | 180 | yes
| Deep River | *** Winthrop Road | Verizon | SAB Towers | monopole | 178 | 180
Docket No. 307 | Derby | ** Pleasant View Road | T-Mobile | Gridcom | monopole | 120 | 120
| Derby | ** Pleasant View Road | Verizon | Gridcom | monopole | 107 | 120
| Derby | ** Pleasant View Road | Pocket (now MetroPCS) | Gridcom | monopole | 97 | 120
| Derby | ** Pleasant View Road | n/a | SBA Towers | monopole | n/a | 120
| Derby | ** Pleasant View Road | T-Mobile | SBA Towers | monopole | 114 | 120
| Derby | ** Pleasant View Road | Clearwire | SBA Towers | monopole | 84 | 120
| Derby | ** Pleasant View Road | Verizon | SBA Towers | monopole | 107 | 120
| Derby | ** Pleasant View Road | Verizon | SBA Towers | monopole | 107 | 120
| Derby | ** Pleasant View Road | Sprint | SBA | monopole | 87 | 120
| Derby | ** Pleasant View Road | DISH | SBA | monopole | 97 | 120 | yes
Sub-Petition No. 1133 | Derby | ** Pleasant View Road | Verizon | SBA | monopole | 108103 | 120 | yes
| Derby | ** Pleasant View Road | DISH | SBA | monopole | 97 | 120 | yes
Petition No. 541 | Derby | ** Cottage Street | UI | town | monopole | 75 | 65
Docket No. 254 | Durham | ***R Creamery Road | Sprint | Sprint | monopole | 100 | 100
| Durham | ***R Creamery Road |  | TowerCo, LLC | monopole |  | 100
Petiton No. 1092 | Durham | ***R Creamery Road | Verizon | SBA Towers | monopole | 110 | 110 |  | diesel generator
| Durham | ***R Creamery Road | Verizon | SBA Towers | monopole | 109 | 110
| Durham | ***R Creamery Road | Sprint | SBA Towers | monopole | 96 | 110
| Durham | ***R Creamery Road | DISH | SBA Towers | monopole | 34 | 110 | yes
| Durham | ***R Creamery Road | Verizon | SBA Towers | monopole | 109 | 110
Docket No. 161 | Durham | ***R Old Blue Hills Road | BAM | BAM | monopole | 98 | 100
| Durham | ***R Old Blue Hills Road | BAM | BAM | monopole | 100 | 100
| Durham | ***R Old Blue Hills Road | BAM | BAM | monopole | 110 | 100
| Durham | ***R Old Blue Hills Road | BAM/Sprint | BAM | monopole | 87 | 100
| Durham | ***R Old Blue Hills Road | BAM
| Durham | ***R Old Blue Hills Road | Nextel | BAM | monopole | 112 | 100
| Durham | ***R Old Blue Hills Road | AT&T | Crown Castle | monopole | 75 | 100
Petition No. 697 | Durham | ***R Old Blue Hills Road | Nextel | Crown Castle | monopole | 115 | 120
| Durham | ***R Old Blue Hills Road | Verizon | Crown Castle | monopole | 100 | 120
| Durham | ***R Old Blue Hills Road | Cingular | Crown Castle | monopole | 73 | 120
| Durham | ***R Old Blue Hills Road | Verizon | Crown Castle | monopole | 98 | 120
| Durham | ***R Old Blue Hills Road | Cingular | Crown Castle | monopole |  | 120
| Durham | ***R Old Blue Hills Road | Verizon | Crown Castle | monopole | 100 | 120
| Durham | ***R Old Blue Hills Road | AT&T | Crown Castle | monopole | 74 | 120
| Durham | ***R Old Blue Hills Road | Sprint | Crown Castle | monopole |  | 120
| Durham | ***R Old Blue Hills Road | AT&T | Crown Castle | monopole | 74 | 120
| Durham | ***R Old Blue Hills Road | Verizon | Crown Castle | monopole | 100 | 120
| Durham | ***R Old Blue Hills Road | Verizon | Crown Castle | monopole | 100 | 120
| Durham | ***R Old Blue Hills Road | AT&T | Crown Castle | monopole | 74 | 120
| Durham | ***R Old Blue Hills Road | AT&T | Crown Castle | monopole | 74 | 120
| Durham | ***R Old Blue Hills Road | AT&T | Crown Castle | monopole | 116 | 120
| Durham | ***R Old Blue Hills Road | T-Mobile | Crown Castle | monopole | 73 | 120 |  | diesel generator | 15-kW
| Durham | ***R Old Blue Hills Road | Sprint | Crown Castle | monopole | 87 | 120
| Durham | ***R Old Blue Hills Road | Verizon | Crown Castle | monopole | 100 | 120
| Durham | ***R Old Blue Hills Road | AT&T | Crown Castle | monopole | 116 | 120
| Durham | ***R Old Blue Hills Road | AT&T | Crown Castle | monopole |  |  |  | diesel generator | 20-kilowatt
| Durham | ***R Old Blue Hills Road | T-Mobile | Crown Castle | monopole | 73 | 120
| Durham | ***R Old Blue Hills Road | AT&T | Crown Castle | monopole | 116 | 120
| Durham | ***R Old Blue Hills Road | DISH | Crown Castle | monopole | 34 | 120 | yes
Petition No. 1117 | Durham | ** Town House Road | Verizon | Verizon | monopole | 29 | 30
| Durham | ** Town House Road | Verizon | Verizon | monopole | 29 | 30
| Durham | ** Town House Road | Verizon | Durham Agricultural Fair Association | monopole | 27 | 30
Petition No. 1494 | Durham | ** Town House Road | Verizon | Verizon | utility pole | 30;34;37 | 38.5 | yes | battery backup | 8hrs
Petition No 1539 | Durham | ** Town House Road | AT&T | AT&T | utility pole | 37 | 38.5
Petition No 1539 | Durham | ** Town House Road | AT&T | AT&T | utility pole | 37 | 39
Petition No 1539 | Durham | ** Town House Road | AT&T | AT&T | utility pole | 30 | 34
| East Granby | *** Newgate Road | BAM | CT, State of | monopole | 78 | 83
| East Granby | *** Newgate Road | BAM | CT, State of | monopole | 80 | 83
| East Granby | *** Newgate Road | Verizon |  | monopole | 74 | 75
| East Granby | *** Newgate Road | Verizon | ConnDOT | monopole | 75 | 75
| East Granby | *** Newgate Road | Verizon | ConnDOT | monopole | 75 | 75
| East Granby | *** Newgate Road | Verizon | ConnDOT | monopole | 75 | 75
| East Granby | *** Newgate Road | Sprint | ConnDOT | monopole | 80 | 83
| East Granby | ** Floydville Road | AT&T | SBA Towers | monopole | 89 | 120
| East Granby | ** Floydville Road | VoiceStream | SBA Towers | monopole | 107 | 120
| East Granby | ** Floydville Road | Verizon | SBA Towers | monopole | 118 | 120
| East Granby | ** Floydville Road | Verizon | SBA Towers | monopole | 118 | 120
| East Granby | ** Floydville Road | Pocket (now MetroPCS) | SBA Towers | monopole | 97 | 120
| East Granby | ** Floydville Road | Cingular | SBA Towers | monopole | 89 | 120
| East Granby | ** Floydville Road | Verizon | SBA Towers | monopole | 117 | 120
| East Granby | ** Floydville Road | AT&T | SBA Towers | monopole | 89 | 120
| East Granby | ** Floydville Road | Verizon | SBA Towers | monopole | 117 | 120
| East Granby | ** Floydville Road | Verizon | SBA Towers | monopole | 117 | 120
| East Granby | ** Floydville Road | AT&T | SBA Towers | monopole | 89 | 120
| East Granby | ** Floydville Road | AT&T | SBA Towers | monopole | 107 | 120
| East Granby | ** Floydville Road | AT&T | SBA Towers | monopole |  |  |  | diesel generator | 30-kilowatt
| East Granby | ** Floydville Road | DISH | SBA Towers | monopole | 97 | 120 | yes
| East Granby | ** Floydville Road | Verizon | SBA Towers | monopole | 117 | 120
| East Granby | ** South Main Street | AT&T | Sprint | monopole | 77 | 97
| East Granby | ** South Main Street | T-Mobile | Sprint | monopole | 87 | 97
| East Granby | ** South Main Street | Cingular | Sprint | monopole | 77 | 97
| East Granby | ** South Main Street | Verizon | Sprint | monopole | 67 | 97 |  | propane generator
Petition No. 1004 | East Granby | ** South Main Street | MetroPCS | Sprint | monopole | 82 | 97
| East Granby | ** South Main Street | AT&T | Crown Castle | monopole | 76 | 97
| East Granby | ** South Main Street | Verizon | Crown Castle | monopole | 67 | 97
| East Granby | ** South Main Street | Sprint | Crown Castle | monopole | n/a | 97
| East Granby | ** South Main Street | T-Mobile | Crown Castle | monopole | 90 | 98 |  | BBU
| East Granby | ** South Main Street | Verizon | Crown Castle | monopole | 67 | 98
| East Granby | ** South Main Street | AT&T | Crown Castle | monopole | 77 | 98
| East Granby | ** South Main Street | T-Mobile | Crown Castle | monopole | 90 | 98
| East Granby | ** South Main Street | T-Mobile | Crown Castle | monopole | 90 | 98
| East Granby | ** South Main Street | DISH | Crown Castle | monopole | 48 | 98 | yes
| East Granby | ** South Main Street | T-Mobile | Crown Castle | monopole | 90 | 98 | yes
| East Granby | * Memorial Drive | Nextel | Town of East Granby | self-support lattice | 84 | 80
| East Granby | Newgate Road | Sprint | DOT | monopole | 81 | 87.8
Docket No. 366 | East Granby | South Grand Street | Continental Cablevision | Continental Cablevision | self-support lattice | 20 | 20
Docket No. 76 | East Haddam | *** Parker Road | Century Cable Manag. Crp | Century Cable Mgmt | guyed-lattice |  | .
| East Haddam | *** Parker Road | SNET/SCLP | Century Cable Mgmt | guyed-lattice | 185 | 300
| East Haddam | *** Parker Road | SNET/SCLP | Century Cable Mgmt | guyed-lattice | 194.26 | 300
| East Haddam | *** Parker Road | Cingular | Century Cable Mgmt | guyed-lattice | 188 | 300
| East Haddam | *** Parker Road | Cingular | Century Cable Mgmt | guyed-lattice | 188 | 300
| East Haddam | *** Parker Road | Cingular | Century Cable Mgmt | guyed-lattice | 185 | 300
| East Haddam | *** Parker Road | AT&T | CTI Towers | guyed-lattice | 185 | 300
| East Haddam | *** Parker Road |  | CTI Tower Assets III, LLC | guyed-lattice |  | 300
| East Haddam | *** Parker Road | AT&T | CTI Tower Assets III, LLC | guyed-lattice | 185 | 300
| East Haddam | *** Parker Road | AT&T | CTI Tower Assets III, LLC | guyed-lattice |  |  |  | diesel generator | 30-kilowatt
| East Haddam | *** Parker Road | T-Mobile | CTI Tower Assets III, LLC | guyed-lattice | 175 | 300 | yes | diesel generator | 48-kilowatt
Petition No. 587 | East Haddam | *** Honey Hill Road | Sprint | American Tower | monopole | 140 | 150
| East Haddam | *** Honey Hill Road | AT&T | American Tower | monopole | 120 | 150
| East Haddam | *** Honey Hill Road | Verizon | American Tower | monopole | 130 | 150
| East Haddam | *** Honey Hill Road | Cingular | American Tower | monopole | 120 | 150
| East Haddam | *** Honey Hill Road | Cingular | American Tower | monopole |  | 150
| East Haddam | *** Honey Hill Road | Verizon | American Tower | monopole | 130 | 150
| East Haddam | *** Honey Hill Road | AT&T | American Tower | monopole | 120 | 150
| East Haddam | *** Honey Hill Road | Verizon | American Tower | monopole | 130 | 150
| East Haddam | *** Honey Hill Road | Verizon | American Tower | monopole | 130 | 150
| East Haddam | *** Honey Hill Road | Sprint | American Tower | monopole | 140 | 150
| East Haddam | *** Honey Hill Road | AT&T | American Tower | monopole | 120 | 150
| East Haddam | *** Honey Hill Road | AT&T | American Tower | monopole |  |  |  | diesel generator | 30-kilowatt
| East Haddam | *** Honey Hill Road |  | American Tower | monopole |  |  |  | diesel generator | 80-kilowatt
Docket No. 255 | East Haddam | *** Trowbridge Road | AT&T | Message Center Mgmt | monopole | 175 | 175
| East Haddam | *** Trowbridge Road | New Cingular | Message Center Mgmt | monopole | 170 | 175
| East Haddam | *** Trowbridge Road | AT&T | Message Center Mgmt | monopole | 167 | 175
| East Haddam | *** Trowbridge Road |  | MCM Acquisition 2017 LLC | monopole |  | 175
| East Haddam | *** Trowbridge Road | T-Mobile | SBA | monopole | 150 | 175 |  | propane generator | 7.5 kW
| East Haddam | *** Trowbridge Road | AT&T | SBA | monopole | 167 | 175
Petition No. 1130 | East Haddam | *** Mount Parnassus Road |  | DESPP | self-support lattice |  | 120 |  | propane generator
Petition No. 1616 | East Haddam | *** Mount Parnassus Road | Verizon | DESPP | self-support lattice | 146 | 160 | yes | diesel generator | 50-kilowatt
Docket No. 395B | East Haddam | ** Ed Williams Road | AT&T | AT&T | monopole | 157 | 160 |  | diesel generator
| East Haddam | ** Ed Williams Road | AT&T | AT&T | monopole | 157 | 160
Petition No. 637 | East Haddam | ** Neptune Avenue | AT&T | American Legion | monopole | 90 | 90
| East Haddam | ** Neptune Avenue | Cingular | American Legion | monopole | 90 | 90
| East Haddam | ** Neptune Avenue | AT&T | American Legion | monopole | 88 | 90
| East Haddam | ** Neptune Avenue | AT&T | American Legion | monopole |  |  |  | diesel generator | 30-kilowatt
| East Haddam | ** Neptune Avenue | AT&T | American Legion | monopole | 88 | 90
Petition No. 969 | East Haddam | ** Neptune Avenue | Verizon | American Legion | monopole | 90 | 90
| East Haddam | ** Neptune Avenue | Verizon | American Legion | monopole | 90 | 90
Petition No. 581 | East Haddam | ** Maple Avenue | AT&T | Ballek's Garden Center | silo | 47 | 49
| East Haddam | ** Maple Avenue | Cingular | Ballek's Garden Center | silo | 47 | 49
Docket No. 395A | East Haddam | Haywardville Road | AT&T | AT&T | monopole | 177 | 180 |  | diesel generator
| East Haddam | Haywardville Road | AT&T | AT&T | monopole | 177 | 180
| East Haddam | Haywardville Road | T-Mobile | AT&T | monopole | 160 | 180 | yes | diesel generator | 48-kilowatt
Docket No. 229 | East Hampton | * Public Works Drive | Sprint | Sprint Spectrum | monopole | 180 | 180
| East Hampton | * Public Works Drive | Nextell | Sprint Spectrum | monopole | 157 | 180
| East Hampton | * Public Works Drive | Cingular | Sprint Spectrum | monopole | 170 | 180
| East Hampton | * Public Works Drive | AT&T | Crown Castle | monopole | 170 | 180
| East Hampton | * Public Works Drive | Sprint | Crown Castle | monopole |  | 180
| East Hampton | * Public Works Drive | Verizon | Crown Castle | monopole | 160 | 180 |  | diesel generator
| East Hampton | * Public Works Drive | Verizon | Crown Castle | monopole | 157 | 180
| East Hampton | * Public Works Drive | Sprint | Crown Castle | monopole | 177 | 180
| East Hampton | * Public Works Drive | AT&T | Crown Castle | monopole | 167 | 180
| East Hampton | * Public Works Drive | Sprint | Crown Castle | monopole | 180 | 180
Docket No. 253 | East Hampton | *** Young Street | AT&T | AT&T | monopole | 120 | 120
| East Hampton | *** Young Street | New Cingular | New Cingular | monopole | 120 | 120
Petition No. 956 | East Hampton | *** Young Street | Verizon | New Cingular | monopole | 140 | 140
| East Hampton | *** Young Street | AT&T | AT&T | monopole | 119 | 140
| East Hampton | *** Young Street | Verizon | Crown Castle | monopole | 140 | 140
| East Hampton | *** Young Street | Verizon | AT&T | monopole | 140 | 140
Docket No. 253A | East Hampton | *** Young Street | Crown Castle | AT&T | monopole
| East Hampton | *** Young Street | T-Mobile | AT&T | monopole | 130 | 140 |  | diesel generator | 25kW & 220 gallon tank
| East Hampton | *** Young Street | AT&T | AT&T | monopole | 119 | 140 |  | diesel generator | 30kw
Petition No. 1252 | East Hampton | ** East High Street | Eversource | Eversource | self-support lattice | various | 120
| East Hampton | ** East High Street | Eversource | Eversource | self-support lattice | 120 | 120
| East Hampton | ** Midwood Farm Road | SCLP | Howard McAuliffe, Inc. | self-support lattice | 105 | 120
| East Hampton | ** Midwood Farm Road | SNET/SCLP | Howard McAuliffe, Inc. | self-support lattice | 105 | 120
| East Hampton | ** Midwood Farm Road | Cingular | Howard McAuliffe, Inc. | self-support lattice | 103 | 120
| East Hampton | ** Midwood Farm Road | T-Mobile | Howard McAuliffe, Inc. | self-support lattice | 110 | 120 | yes
| East Hampton | ** East High Street | Verizon | Sprint | monopole | 105 | 120 |  | diesel generator
| East Hampton | ** East High Street | AT&T | Sprint Sites | monopole | 85 | 120
| East Hampton | ** East High Street | Cingular | Sprint Sites | monopole | 95 | 120
| East Hampton | ** East High Street | Verizon | Sprint Sites | monopole | 105 | 120
| East Hampton | ** East High Street | Nextel | Sprint Sites | monopole | 113 | 120
| East Hampton | ** East High Street | Cingular/AT&T | Sprint Sites | monopole | 85 | 120
| East Hampton | ** East High Street | Cingular | Sprint Sites | monopole | 95 | 120
| East Hampton | ** East High Street | Verizon | Sprint Sites | monopole | 108 | 120
| East Hampton | ** East High Street | AT&T | Crown Castle | monopole | 93 | 120
| East Hampton | ** East High Street | Sprint | Crown Castle | monopole | 119 | 120
| East Hampton | ** East High Street | AT&T | Crown Castle | monopole |  | 120 |  | diesel generator
| East Hampton | ** East High Street | Sprint | Crown Castle | monopole | 119 | 120
| East Hampton | ** East High Street | Verizon | Crown Castle | monopole | 108 | 120
| East Hampton | ** East High Street | AT&T | Crown Castle | monopole | 93 | 120
| East Hampton | ** East High Street | T-Mobile | Crown Castle | monopole | 82 | 120 |  | diesel generator | 25kW & 220 gallon tank
| East Hampton | ** East High Street | AT&T | Crown Castle | monopole |  |  |  | diesel generator | 20-kilowatt
| East Hampton | ** East High Street | AT&T | Crown Castle | monopole | 91 | 120 | yes
| East Hartford | *** Sunset Ridge Drive | T-Mobile | Town of East Hartford | self-support lattice | 120 | 140
| East Hartford | *** Sunset Ridge Drive | T-Mobile | Town of East Hartford | self-support lattice | 120 | 140
| East Hartford | *** Sunset Ridge Drive | Pocket (now MetroPCS) | Town of East Hartford | self-support lattice | 110 | 140
| East Hartford | *** Sunset Ridge Drive | Clearwire | Town of East Hartford | self-support lattice | 100 | 140
| East Hartford | *** Sunset Ridge Drive | T-Mobile | Town of East Hartford | self-support lattice | 100 | 140
| East Hartford | *** Sunset Ridge Drive | MetroPCS | Town of East Hartford | self-support lattice |  | 140
| East Hartford | *** Sunset Ridge Drive | T-Mobile | Town of East Hartford | self-support lattice | 120 | 140
| East Hartford | *** Sunset Ridge Drive | T-Mobile | Town of East Hartford | self-support lattice | 120 | 140
| East Hartford | *** Sunset Ridge Drive | AT&T | Town of East Hartford | self-support lattice | 110 | 140
| East Hartford | *** Sunset Ridge Drive | Sprint | Town of East Hartford | self-support lattice | 100 | 140
| East Hartford | *** Sunset Ridge Drive | Sprint | Town of East Hartford | self-support lattice | 100 | 140
| East Hartford | *** Sunset Ridge Drive | T-Mobile | Town of East Hartford | self-support lattice | 120 | 140
| East Hartford | *** Sunset Ridge Drive | Sprint | Town of East Hartford
| East Hartford | *** Sunset Ridge Drive | AT&T | Town of East Hartford | self-support lattice | 110 | 140
| East Hartford | *** Sunset Ridge Drive | T-Mobile | Town of East Hartford | self-support lattice | 120 | 140
Petition No. 932 | East Hartford | *-* Oakland Avenue | Pocket (now MetroPCS) | Message Center Mgmt | smokestack | 110 | 125
| East Hartford | *-* Oakland Avenue | Clearwire | Message Center Mgmt | smokestack | 100 | 125
| East Hartford | *-* Oakland Avenue | MetroPCS | Message Center Mgmt | smokestack | 110 | 125
Docket No. 139 | East Hartford | **** Forbes Street | BAM | BAM | monopole | 108 | 110
| East Hartford | **** Forbes Street | BAM | BAM | monopole | 110 | 110
| East Hartford | **** Forbes Street | BAM | BAM | monopole | 110 | 110
Petition No. 375 | East Hartford | **** Forbes Street | BAM/Sprint | BAM | monopole | 97 | 110
| East Hartford | **** Forbes Street | BAM/Omni | BAM | monopole | 85 | 110
| East Hartford | **** Forbes Street | BAM
| East Hartford | **** Forbes Street | XM Satellite | Crown Media | monopole | 126 | 110
Petition No. 535 | East Hartford | **** Forbes Street | AT&T | Crown Atlantic | monopole | 120 | 130
| East Hartford | **** Forbes Street | Verizon | Crown Atlantic | monopole | 110 | 130
| East Hartford | **** Forbes Street | T-Mobile | Crown Atlantic | monopole | 87 | 130
| East Hartford | **** Forbes Street | Verizon | Crown Atlantic | monopole | 108 | 130
| East Hartford | **** Forbes Street | Cingular | Crown Atlantic | monopole | 130 | 130
| East Hartford | **** Forbes Street | Verizon | Crown Atlantic | monopole | 109 | 130
| East Hartford | **** Forbes Street | Pocket (now MetroPCS) | Crown Atlantic | monopole | 128 | 130
| East Hartford | **** Forbes Street | T-Mobile | Crown Atlantic | monopole | 87 | 130
| East Hartford | **** Forbes Street | Verizon | Crown Atlantic | monopole | 109 | 130
| East Hartford | **** Forbes Street | Clearwire | Crown Atlantic | monopole | 97 | 130
| East Hartford | **** Forbes Street | AT&T | Crown Castle | monopole | 120 | 130
| East Hartford | **** Forbes Street | MetroPCS | Crown Castle | monopole |  | 130
| East Hartford | **** Forbes Street | T-Mobile | Crown Castle | monopole | 87 | 130
| East Hartford | **** Forbes Street | Sprint | Crown Castle | monopole | 97 | 130
| East Hartford | **** Forbes Street | Verizon | Crown Castle | monopole | 109 | 130
| East Hartford | **** Forbes Street | T-Mobile | Crown Castle | monopole | 87 | 130
| East Hartford | **** Forbes Street | Sprint | Crown Castle | monopole | 97 | 130
| East Hartford | **** Forbes Street | AT&T | Crown Castle | monopole | 120 | 130
| East Hartford | **** Forbes Street | Verizon | Crown Castle | monopole | 111 | 130
| East Hartford | **** Forbes Street | T-Mobile | Crown Castle | monopole | 87 | 131
| East Hartford | **** Forbes Street | T-Mobile | Crown Castle | monopole | 87 | 131
| East Hartford | **** Forbes Street | AT&T | Crown Castle | monopole | 120 | 130
| East Hartford | **** Forbes Street | Sprint | Crown Castle | monopole | 118 | 130
| East Hartford | **** Forbes Street | Verizon | Crown Castle | monopole | 111 | 131
| East Hartford | **** Forbes Street | T-Mobile | Crown Castle | monopole | 87 | 130
| East Hartford | **** Forbes Street | AT&T | Crown Castle | monopole | 121 | 130
| East Hartford | **** Forbes Street | T-Mobile | Crown Castle | monopole | 87 | 130
| East Hartford | **** Forbes Street | DISH | Crown Castle | monopole | 77 | 130 | yes
Docket No. 228 | East Hartford | *** Roberts Street Rear | Verizon | Marcus Group | monopole | 118 | 124
Docket No. 228 | East Hartford | *** Roberts Street Rear | Nextel | Marcus Group | monopole | 90 | 124
| East Hartford | *** Roberts Street Rear | Sprint | Marcus Group | monopole | 110.00, 70.00 | 124
Petition No. 941 | East Hartford | *** Roberts Street Rear | Clearwire | Marcus Group | monopole | 130 | 130
| East Hartford | *** Roberts Street Rear | Verizon | Marcus Group | monopole | 120 | 130
| East Hartford | *** Roberts Street Rear | MetroPCS | Marcus Group | monopole | 100 | 130
| East Hartford | *** Roberts Street Rear | MetroPCS | Marcus Group | monopole |  | 130
| East Hartford | *** Roberts Street Rear | Verizon | Marcus Group | monopole | 120 | 130
| East Hartford | *** Roberts Street Rear | American Tower Corporation | American Tower | monopole |  | 130 |  | diesel generator
| East Hartford | *** Roberts Street Rear | AT&T | American Tower | monopole | 90 | 130
| East Hartford | *** Roberts Street Rear | MetroPCS | American Tower | monopole | 100 | 130
| East Hartford | *** Roberts Street Rear | T-Mobile | American Tower | monopole | 100 | 130
| East Hartford | *** Roberts Street Rear | Verizon | American Tower | monopole | 120 | 130
| East Hartford | *** Roberts Street Rear | Verizon | American Tower | monopole | 120 | 130
| East Hartford | *** Roberts Street Rear | AT&T | American Tower | monopole | 90 | 130
| East Hartford | *** Roberts Street Rear | Sprint | American Tower | monopole | 128 | 130
| East Hartford | *** Roberts Street Rear | DISH | American Tower | monopole | 79 | 130 | yes
| East Hartford | *** Roberts Street Rear | AT&T | American Tower | monopole | 90 | 130 | yes
Petition No. 731 | East Hartford | *** Main Street | T-Mobile | T-Mobile | rooftop-flagpole | 80 | 83
| East Hartford | *** Main Street | T-Mobile | T-Mobile | rooftop-flagpole | 80 | 83
| East Hartford | *** Main Street | Clearwire | T-Mobile | rooftop-flagpole | 72 | 83
| East Hartford | *** Main Street | MetroPCS | T-Mobile | rooftop-flagpole | 72 | 83
| East Hartford | *** Main Street | AT&T | South Grammar Office | rooftop-flagpole | 63 | 83
| East Hartford | *** Main Street | T-Mobile | South Grammar Office | rooftop-flagpole | 80 | 83
Docket No. 40 | East Hartford | *** Prestige Park Road | SNET Cellular | SNET Cellular | monopole | 150 | 150
| East Hartford | *** Prestige Park Road | SNET/SCLP | SNET/SCLP | monopole
| East Hartford | *** Prestige Park Road | SNET/SCLP | SNET/SCLP | monopole | 152.47 | 167
| East Hartford | *** Prestige Park Road | SNET/Cingular | SCLP | monopole | 152 | 150
| East Hartford | *** Prestige Park Road | SNET/Cingular | SCLP | monopole | 152 | 150
| East Hartford | *** Prestige Park Road | Sprint | American Tower | monopole | 138 | 150
| East Hartford | *** Prestige Park Road | AT&T | American Tower | monopole | 146 | 150
| East Hartford | *** Prestige Park Road | Cingular | American Tower | monopole | 152 | 150
| East Hartford | *** Prestige Park Road | Pocket (now MetroPCS) | American Tower | monopole | 128 | 150
| East Hartford | *** Prestige Park Road | Clearwire | American Tower | monopole | 109 | 150
| East Hartford | *** Prestige Park Road | AT&T | American Tower | monopole | 152 | 150
| East Hartford | *** Prestige Park Road | MetroPCS | American Tower | monopole |  | 150
| East Hartford | *** Prestige Park Road | Sprint | American Tower | monopole | 138 | 150
| East Hartford | *** Prestige Park Road | Sprint | American Tower | monopole | 138 | 150
| East Hartford | *** Prestige Park Road | MetroPCS | American Tower | monopole | 128 | 150
| East Hartford | *** Prestige Park Road | AT&T | American Tower | monopole | top | 150
| East Hartford | *** Prestige Park Road | AT&T | American Tower | monopole | 153 | 150
Sub-petition No. 1133 | East Hartford | *** Prestige Park Road | Verizon | American Tower | monopole | 98 | 150
| East Hartford | *** Prestige Park Road | T-Mobile | American Tower | monopole | 128 | 150
| East Hartford | *** Prestige Park Road | Sprint | American Tower | monopole
| East Hartford | *** Prestige Park Road | AT&T | American Tower | monopole | 150 | 150
| East Hartford | *** Prestige Park Road | ATC | American Tower | monopole |  | 150
| East Hartford | *** Prestige Park Road | AT&T | American Tower | monopole | 150 | 150 | yes
Petition No. 1629 | East Hartford | *** Roberst Street | Verizon | Verizon | Rooftop | 66.9, 65.1 | 50.9 | yes | battery | 8 hrs
Docket No. 436 | East Hartford | *** Hills Street | AT&T | Message Center Mgmt | monopole | 100 | 110 |  | diesel generator | 210 gallons/48-hour capacity
Docket No. 436 | East Hartford | *** Hills Street | EHFD | Message Center Mgmt | monopole | 110 | 110
| East Hartford | *** Hills Street |  | MCM Acquisition 2017 LLC | monopole |  | 110
| East Hartford | *** Hills Street | Verizon | MCM Acquisition 2017 LLC | monopole | 90 | 110 |  | diesel generator | 30-kilowatt
| East Hartford | *** Hills Street | Dish | MCM Acquisition 2017 LLC | monopole | 80 | 110 | yes
Petition No. 324 | East Hartford | *** Main Street | BAM | 11 story apt bldg | rooftop | 99 | 112
| East Hartford | *** Main Street | Verizon | 11 story apt bldg | rooftop | 99 | 112
| East Hartford | *** Main Street | Verizon | 11 story apt bldg | rooftop | 103 | 112
| East Hartford | *** Main Street | Verizon | 11 story apt bldg | rooftop | 117 | 112
| East Hartford | *** Main Street | Verizon | 11 story apt bldg | rooftop | 117 | 112
| East Hartford | *** Main Street | AT&T | Hartford East Associates | rooftop | 117 | 114 |  | diesel generator | 50kw-capacity unknown
| East Hartford | *** Main Street | AT&T | Hartford East Associates | rooftop | 109 | 114
| East Hartford | *** Main Street | AT&T | Hartford East Associates | rooftop | 109 | 114
| East Hartford | *** Main Street | AT&T | Hartford East Associates | rooftop | 109 | 114
Petition No. 1096 | East Haven | **** North High Street | AT&T | AT&T | guyed-lattice | 71 | 77 |  | nat gas generator
Petition No. 1379 | East Haven | **** North High Street | AT&T | AT&T | guyed-lattice | 75' | 80' 3" |  | nat gas generator/ battery backup | 30-kilowatt
Petition No. 634 | East Haven | *** Commerce Street | AT&T | Stephen Viglione | monopole | 57 | 57
| East Haven | *** Commerce Street | T-Mobile | Stephen Viglione | monopole | 47 | 57
| East Haven | *** Commerce Street | Cingular | Stephen Viglione | monopole | 57 | 57
| East Haven | *** Commerce Street | Pocket (now MetroPCS) | Stephen Viglione | monopole | 37 | 57
| East Haven | *** Commerce Street | T-Mobile | Stephen Viglione | monopole | 47 | 57
| East Haven | *** Commerce Street | AT&T | Stephen Viglione/AT&T | monopole | 57 | 57
| East Haven | *** Commerce Street | T-Mobile | Crown Castle | monopole | 47 | 57
| East Haven | *** Commerce Street | AT&T | Crown Castle | monopole | 55 | 57
| East Haven | *** Commerce Street | AT&T | Crown Castle | monopole | 55 | 57
| East Haven | *** Commerce Street | AT&T | Crown Castle
| East Haven | *** Commerce Street | AT&T | Crown Castle | monopole | 54 | 58
| East Haven | *** Commerce Street | T-Mobile | Crown Castle | monopole | 47 | 58
| East Haven | *** Commerce Street | AT&T | Crown Castle | monopole | 54 | 58
| East Haven | *** Commerce Street | AT&T | Crown Castle | monopole | 54 | 58
| East Haven | ** Saltonstall Ave | Clearwire | SCCRWA | self-support lattice | 85 | 100
| East Haven | ** Saltonstall Ave | Clearwire | SCCRWA | self-support lattice | 85 | 100
| East Haven | ** Saltonstall Ave | Clearwire | SCCRWA | self-support lattice | 85 | 100
Petition No. 730 | East Haven | ** Commerce Street | Nextel | Perelli & Sons | monopole | 67 | 70
| East Haven | ** Commerce Street | Sprint Nextel | Perelli & Sons | monopole | 68 | 70
| East Haven | ** Commerce Street | Clearwire | Perelli & Sons | monopole | 65 | 70
| East Haven | ** Commerce Street | Verizon | Perelli & Sons | monopole | 55 | 70
| East Haven | ** Commerce Street | Sprint | Perelli & Sons | monopole | 67 | 70
| East Haven | ** Commerce Street | Verizon | SBA/Perelli & Sons | monopole | 55 | 70
| East Haven | ** Commerce Street | Sprint | SBA/Perelli & Sons | monopole | 68 | 70
| East Haven | ** Commerce Street | Verizon | Perelli & Sons | monopole | 12 | 70
| East Haven | ** Commerce Street | Verizon | Perelli & Sons | monopole | 55 | 70 | yes
Docket No. 331 | East Haven | *** Foxon Road | Sprint | Sprint | monopole | 97 | 100
Docket No. 331 | East Haven | *** Foxon Road | T-Mobile | Sprint | monopole | 87 | 100
Docket No. 331 | East Haven | *** Foxon Road | Verizon | Sprint | monopole | 77 | 100
| East Haven | *** Foxon Road |  | TowerCo, LLC | monopole |  | 100
Docket No. 463A | East Lyme | * Arbor Crossing | AT&T | American Tower | silo | 95 | 105 |  | diesel generator | 48 hours
| East Lyme | * Arbor Crossing | new cingular wireless | TowerCo 2013, LLC
| East Lyme | * Arbor Crossing | Verizon | TowerCo 2013, LLC | silo | 86 | 105 | yes
| East Lyme | * Arbor Crossing | DISH | TowerCo 2013, LLC | silo | 66 | 105 | yes
| East Lyme | * Arbor Crossing | Verizon | TowerCo 2013, LLC | silo | 86 | 105
Docket No. 396 | East Lyme | ** Brainerd Road | AT&T | SBA Towers | monopole | 167 | 170 |  | diesel generator | 200-gallon/72 hour capacity
Docket No. 396 | East Lyme | ** Brainerd Road | Verizon | SBA Towers | monopole | 147 | 170 |  | propane generator | 1,000-gallon/70-hour capacity
Docket No. 396 | East Lyme | ** Brainerd Road | T-Mobile | SBA Towers | monopole | 157 | 170
| East Lyme | ** Brainerd Road | T-Mobile | SBA Towers | monopole | 157 | 170
| East Lyme | ** Brainerd Road | AT&T | SBA Towers | monopole | 168.5 | 170
| East Lyme | ** Brainerd Road | T-Mobile | SBA Towers | monopole | 160 | 170
| East Lyme | ** Brainerd Road | Verizon | SBA | monopole | 147 | 170
| East Lyme | ** Brainerd Road | AT&T | SBA | monopole | 168.5 | 170
| East Lyme | ** Brainerd Road | Verizon | SBA | monopole | 147 | 170
| East Lyme | ** Brainerd Road | AT&T | SBA | monopole | 169 | 170
| East Lyme | ** Brainerd Road | T-Mobile | SBA | monopole | 160 | 170 | yes
| East Lyme | ** Brainerd Road | AT&T | SBA | monopole | 160 | 170 | yes
| East Lyme | ** Brainerd Road | DISH | SBA | monopole | 135 | 170 | yes
| East Lyme | ** Brainerd Road | Verizon | SBA | monopole | 147 | 170 | yes
Petitin No. 1127 | East Lyme | *** Chesterfield Road | Verizon | Verizon | rooftop | 26 | 26
| East Lyme | *** Chesterfield Road | Verizon | Verizon | rooftop | 26 | 26
| East Lyme | *** Chesterfield Road | Verizon | Verizon | rooftop | 26 | 26 | yes
Petition No. 530 | East Lyme | Flanders Road | AT&T | CL&P | monopole | 108 | 98
| East Lyme | Flanders Road | Cingular | CL&P | monopole | 107 | 97
| East Lyme | Flanders Road | Cingular | CL&P | monopole | 107 | 97
| East Lyme | Flanders Road | Cingular | CL&P | monopole |  |  |  | diesel generator | 30-kilowatt
| East Lyme | Flanders Road | AT&T | CL&P | monopole | 107 | 97
Petition No. 396 | East Lyme | *** Flanders Road | Omni | CL&P | monopole | 97 | 90
| East Lyme | *** Flanders Road | T-Mobile | CL&P | monopole | 97 | 90
| East Lyme | *** Flanders Road | T-Mobile | CL&P | monopole | 92 | 85
| East Lyme | * Grand Street | Verizon | East Lyme Fire Dept | guyed-lattice | 40 | 89
| East Lyme | * Grand Street | Verizon | East Lyme Fire Dept | guyed-lattice | 40 | 89
Docket No. 116 | East Lyme | ** Roxbury Road | BAM | BAM | self-support lattice | 145 | 150
| East Lyme | ** Roxbury Road | BAM | BAM | self-support lattice | 145 | 150
| East Lyme | ** Roxbury Road | BAM | BAM | self-support lattice | 158 | 150
| East Lyme | ** Roxbury Road | BAM | BAM | self-support lattice |  | 150 |  | generator
| East Lyme | ** Roxbury Road | BAM | BAM | self-support lattice | 160 | 160
| East Lyme | ** Roxbury Road | BAM | BAM | self-support lattice | 155 | 150
| East Lyme | ** Roxbury Road | Nextel | BAM | self-support lattice | 112 | 150
| East Lyme | ** Roxbury Road | Sprint | BAM | self-support lattice | 122 | 150
| East Lyme | ** Roxbury Road | BAM | BAM | self-support lattice | 148 | 150
| East Lyme | ** Roxbury Road | BAM
| East Lyme | ** Roxbury Road | Omni | Crown | self-support lattice | 103 | 150
| East Lyme | ** Roxbury Road | Omni | Crown | self-support lattice |  | 150
| East Lyme | ** Roxbury Road | T-Mobile | Crown | self-support lattice | 103 | 150
| East Lyme | ** Roxbury Road | T-Mobile | Crown | self-support lattice | 103 | 150
| East Lyme | ** Roxbury Road | Verizon | Crown | self-support lattice | 148 | 150
| East Lyme | ** Roxbury Road | Verizon | Crown | self-support lattice | 148 | 150
| East Lyme | ** Roxbury Road | MetroPCS | Crown | self-support lattice | 134 | 150
| East Lyme | ** Roxbury Road | T-Mobile | Crown | self-support lattice | 103 | 150
| East Lyme | ** Roxbury Road | Verizon | Crown | self-support lattice | 148 | 150
| East Lyme | ** Roxbury Road | Sprint | Crown | self-support lattice |  | 150 |  | fuel cell backup
| East Lyme | ** Roxbury Road | Sprint | Crown | self-support lattice | 122 | 150
| East Lyme | ** Roxbury Road | T-Mobile | Crown | self-support lattice | 103 | 150
| East Lyme | ** Roxbury Road | Sprint | Crown | self-support lattice | 122 | 150
| East Lyme | ** Roxbury Road | Verizon | Crown | self-support lattice | 149 | 150
| East Lyme | ** Roxbury Road | T-Mobile | Crown | self-support lattice | 103 | 151
| East Lyme | ** Roxbury Road | Verizon | Crown | self-support lattice | 149 | 150
| East Lyme | ** Roxbury Road | Sprint | Crown | self-support lattice | 108 | 150
| East Lyme | ** Roxbury Road | Verizon | Crown | self-support lattice | 149 | 150
| East Lyme | ** Roxbury Road | T-Mobile | Crown | self-support lattice | 103 | 151
| East Lyme | ** Roxbury Road | DISH | Crown | self-support lattice | 135 | 151 | yes
| East Lyme | ** Roxbury Road | AT&T | Crown | self-support lattice |  |  |  | diesel generator | 30-kilowatt
Docket No. 67 | East Lyme | * Scott Road | SNET Cellular | SNET Cellular | monopole | 150 | 150
| East Lyme | * Scott Road | SNET/SCLP | SNET/SCLP | monopole | 152 | 150
| East Lyme | * Scott Road | SNET/SCLP | SNET/SCLP | monopole
| East Lyme | * Scott Road | SNET/SCLP | SNET/SCLP | monopole | 156 | 150
| East Lyme | * Scott Road | SNET/SCLP | SNET/SCLP | monopole | 150 | 167
| East Lyme | * Scott Road | SCLP | SCLP | monopole | 156 | 160
| East Lyme | * Scott Road | SNET/SCLP | SNET/SCLP | monopole | 153.31 | 150
| East Lyme | * Scott Road | SNET/Cingular | SNET/SCLP | monopole | 152 | 150
| East Lyme | * Scott Road | T-Mobile | American Tower | monopole | 141 | 150
| East Lyme | * Scott Road | Cingular | American Tower | monopole | 152 | 150
| East Lyme | * Scott Road | MetroPCS | American Tower | monopole | 131 | 150
| East Lyme | * Scott Road | AT&T | American Tower | monopole |  | 150
| East Lyme | * Scott Road | T-Mobile | American Tower | monopole | 142 | 150
Docket No. 160 | East Lyme | * Stone Ranch Road | DPS | DPS | self-support lattice | 140 | 140
| East Lyme | * Stone Ranch Road | FBI | DPS | self-support lattice | 100 | 140
| East Lyme | * Stone Ranch Road | Omni | DPS | self-support lattice | 113 | 140
| East Lyme | * Stone Ranch Road | T-Mobile | DPS | self-support lattice | 113 | 140
| East Lyme | * Stone Ranch Road | CL&P | DPS | self-support lattice | 94, 104 | 140
| East Lyme | * Stone Ranch Road | T-Mobile | DPS | self-support lattice | 112 | 140
Petition No. 1285 | East Lyme | *** West Main Street | Verizon | Town of East Lyme | monopole | 86 | 80
Sub-Petition No. 1133 | East Lyme | *** West Main Street | Verizon | Town of East Lyme | monopole | 87 | 80 | yes
| East Windsor | *** Prospect Hill Road | AT&T | Conn Water Company | water tank | 88 | 110
| East Windsor | *** Prospect Hill Road | Verizon | Conn Water Company | water tank | 88 | 110
| East Windsor | *** Prospect Hill Road | AT&T | Conn Water Company | water tank | 78 | 110
| East Windsor | *** Prospect Hill Road | AT&T | Conn Water Company | water tank | 95 | 110 | yes
| East Windsor | *** Prospect Hill Road | Verizon | Conn Water Company | water tank | 87 | 110
Petition No. 952 | East Windsor | *** Prospect Hill Road | CL&P | CL&P | monopole | 36 | 39
Petition No. 952 | East Windsor | *** Prospect Hill Road | Yankee Gas | CL&P | monopole | 30 | 39
Petition No. 1414 | East Windsor | *** Prospect Hill Road | Eversource/CL&P | CL&P | monopole | 34 | 34
Docket No. 519 | East Windsor | ** Chamberlain Road | Verizon | Verizon | monopole | 115 | 120 | yes | diesel generator | 50-kilowatt
| East Windsor | ** Chamberlain Road | Sprint | Crop Production Services | water tank | 104.1 | 122.8
| East Windsor | ** Chamberlain Road | Verizon | Crop Production Services | water tank | 116 | 122.8
| East Windsor | ** Chamberlain Road | Pocket (now MetroPCS) | Crop Production Services | water tank | 106 | 122.8
| East Windsor | ** Chamberlain Road | Verizon | Crop Production Services | water tank | 116 | 122.8
| East Windsor | ** Chamberlain Road | Verizon | Crop Production Services | water tank | 116 | 122.8
| East Windsor | ** Chamberlain Road | Sprint | Crop Production Services | water tank | 104 | 122.8
| East Windsor | ** Chamberlain Road | Sprint | Crop Production Services | water tank | 104 | 122.8
| East Windsor | ** Chamberlain Road | MetroPCS | Crop Production Services | water tank | 106 | 122.8
| East Windsor | ** Chamberlain Road | Verizon | Crop Production Services | water tank | 116 | 123
| East Windsor | *** South Main Street | BAM | Balch Bridge Street Corp. | self-support lattice | 140 | 192
| East Windsor | *** South Main Street | SCLP | Balch Bridge Street Corp. | self-support lattice | 168 | 190
| East Windsor | *** South Main Street | AT&T | Balch Bridge Street Corp. | self-support lattice | 184 | 188
| East Windsor | *** South Main Street | SNET/Cingular | Balch Bridge Street Corp. | self-support lattice | 170 | 188
| East Windsor | *** South Main Street | T-Mobile | Balch Bridge Street Corp. | self-support lattice | 190 | 188
| East Windsor | *** South Main Street | Verizon | Balch Bridge Street Corp. | self-support lattice | 144 | 188
| East Windsor | *** South Main Street | Nextel | Balch Bridge Street Corp. | self-support lattice | 190 | 188
| East Windsor | *** South Main Street | Verizon | Balch Bridge Street Corp. | self-support lattice | 144 | 188
| East Windsor | *** South Main Street | Cingular/AT&T | Balch Bridge Street Corp. | self-support lattice | 184 | 188
| East Windsor | *** South Main Street | Cingular | Balch Bridge Street Corp. | self-support lattice | 170 | 188
| East Windsor | *** South Main Street | Pocket (now MetroPCS) | Balch Bridge Street Corp. | self-support lattice | 177 | 188
| East Windsor | *** South Main Street | T-Mobile | Balch Bridge Street Corp. | self-support lattice | 153 | 188
| East Windsor | *** South Main Street | Verizon | Balch Bridge Street Corp. | self-support lattice | 144 | 188
| East Windsor | *** South Main Street | Verizon | Balch Bridge Street Corp. | self-support lattice | 144 | 188
| East Windsor | *** South Main Street | AT&T | Balch Bridge Street Corp. | self-support lattice | 144 | 188
| East Windsor | *** South Main Street | MetroPCS | Balch Bridge Street Corp. | self-support lattice |  | 188
| East Windsor | *** South Main Street | Sprint | Balch Bridge Street Corp. | self-support lattice | 120 | 188
| East Windsor | *** South Main Street | Verizon | Balch Bridge Street Corp. | self-support lattice | 144 | 188
| East Windsor | *** South Main Street | Sprint | Balch Bridge Street Corp. | self-support lattice | 123 | 188
| East Windsor | *** South Main Street | Sprint | Balch Bridge Street Corp. | self-support lattice | 123 | 188
| East Windsor | *** South Main Street | Verizon | Balch Bridge Street Corp. | self-support lattice | 144 | 188
| East Windsor | *** South Main Street | AT&T | Balch Communications | self-support lattice | 172 | 188
| East Windsor | *** South Main Street | Sprint | Balch Bridge Street Corp. | self-support lattice | 123 | 188
| East Windsor | *** South Main Street | T-Mobile | Balch Bridge Street Corp. | self-support lattice | 155 | 188
| East Windsor | *** South Main Street | Verizon | Balch Bridge Street Corp. | self-support lattice | 144 | 188 | yes
| East Windsor | ** Depot Street | AT&T | Connecticut Water Company | water tank | 122 | 127
| East Windsor | ** Plantation Road | Cingular | Dean Rasmussen | water tank | 116 | 135
| East Windsor | ** Plantation Road | Pocket (now MetroPCS) | Dean Rasmussen | water tank | 123 | 135
| East Windsor | ** Plantation Road | Clearwire | Dean Rasmussen | water tank | 126 | 135
| East Windsor | ** Plantation Road | Sprint | Dean Rasmussen | water tank | 126 | 135
| East Windsor | ** Plantation Road | Sprint | American Tower | water tank | 126 | 135
| East Windsor | ** Plantation Road | MetroPCS/T-Mobile | American Tower | water tank | 120 | 135
| East Windsor | ** Plantation Road | AT&T | American Tower | water tank | 114 | 135
| East Windsor | ** Plantation Road | Sprint | American Tower | water tank | 126 | 135
| East Windsor | ** Plantation Road | Verizon | American Tower | water tank | 94, 102 | 135 |  | propane generator | 30-kilowatt
| East Windsor | ** Plantation Road | DISH | American Tower | water tank | 85 | 135 | yes
| East Windsor | ** Plantation Road | T-Mobile | American Tower | water tank |  | 135 |  | diesel generator | 48 kilowatt
| East Windsor | ** Plantation Road | AT&T | American Tower | water tank |  |  |  | diesel generator | 30-kilowatt
| Eastford | ** Old Route ** | Verizon | Cordless Data Transfer | guyed-lattice | 194 | 193
| Eastford | ** Old Route ** | Cingular | Cordless Data Transfer | guyed-lattice | 150 | 193
| Eastford | ** Old Route ** | Verizon | Cordless Data Transfer | guyed-lattice | 193 | 193
| Eastford | ** Old Route ** | AT&T | Cordless Data Transfer | guyed-lattice | 150 | 193
| Eastford | ** Old Route ** | AT&T | Cordless Data Transfer | guyed-lattice |  | 193 |  | diesel generator
| Eastford | ** Old Route ** | Sprint | Cordless Data Transfer | guyed-lattice | 165.5 | 193
| Eastford | ** Old Route ** | Verizon | Cordless Data Transfer | guyed-lattice | 190 | 190
| Eastford | ** Old Route ** | Sprint | Cordless Data Transfer | guyed-lattice | 165 | 190
| Eastford | ** Ashford Road | Sprint | Crown Castle | monopole |  | 180
| Eastford | ** Ashford Road | Sprint | Crown Castle | monopole | 177 | 180
Docket No. 232 | Eastford | ** Chaplin Road | Sprint | Sprint | monopole | 147.5 | 150
| Eastford | ** Chaplin Road |  | TowerCo, LLC | monopole |  | 150
| Eastford | ** Chaplin Road | Sprint | TowerCo, LLC | monopole | 148 | 150
| Easton | *** Everett Road | AT&T | Nextel | monopole | 100 | 120
Petition No. 627 | Easton | *** Everett Road | Sprint | Nextel | monopole | 158 | 158
| Easton | *** Everett Road | Cingular | Nextel | monopole | 100 | 158
| Easton | *** Everett Road | Verizon | Nextel | monopole | 128 | 158
| Easton | *** Everett Road | AT&T | Nextel | monopole | 118 | 158
| Easton | *** Everett Road | Verizon | Nextel | monopole | 128 | 158
| Easton | *** Everett Road | Sprint | SBA | monopole | 158.5 | 158
| Easton | *** Everett Road | Verizon | SBA | monopole | 128 | 158
| Easton | *** Everett Road | T-Mobile | SBA | monopole | 138 | 158
| Easton | *** Everett Road | Sprint | SBA | monopole | 158 | 158
| Easton | *** Everett Road | DISH | SBA | monopole | 108 | 158 | yes
| Easton | *** Everett Road | Verizon | SBA | monopole | 128 | 158 | yes
| Easton | *** North Street | Verizon | SBA | monopole | 165 | 190
| Easton | *** North Street | T-Mobile | SBA | monopole |  | 190
| Easton | *** North Street | AT&T | SBA | monopole | 155 | 190
| Easton | *** North Street | Cingular | SBA | monopole | 155 | 190
| Easton | *** North Street | AT&T | SBA | monopole | 155 | 190
| Easton | *** North Street | Verizon | SBA | monopole | 165 | 190
| Easton | *** North Street | Sprint | SBA | monopole | 175 | 190
| Easton | *** North Street | Sprint | SBA | monopole | 175 | 190
| Easton | *** North Street | T-Mobile | SBA | monopole | 185 | 190
| Easton | *** North Street | Verizon | SBA | monopole | 165 | 185
| Easton | *** North Street | AT&T | SBA | monopole | 155 | 185
| Easton | *** North Street | AT&T | SBA | monopole |  |  |  | diesel generator | 30-kilowatt
| Easton | *** North Street | T-Mobile | SBA | monopole | 185 | 185
| Easton | *** North Street | DISH | SBA | monopole | 145 | 185 | yes
| Easton | *** North Street | Verizon | SBA | monopole | 165 | 185
Petition No. 918 | Easton | ** Center Road | United Illuminating | United Illuminating | self-support lattice | 79 | 79
Docket No. 473 | Easton | *** Morehouse Road | Verizon | Homeland Towers LLC | monopole | 145 | 150 |  | battery w/ diesel gen to charge
| Easton | *** Morehouse Road | AT&T | Homeland Towers LLC | monopole | 135 | 150 |  | Dc diesel generator | 15kW w 53hrs runtime
| Easton | *** Morehouse Road | T-Mobile | Homeland Towers LLC | monopole | 123 | 150 | yes | diesel generator | 25kilowatt
| Easton | *** Morehouse Road | DISH | Homeland Towers LLC | monopole | 113 | 150 | yes
| Easton | *** Morehouse Road | Verizon | Homeland Towers LLC | monopole | 145 | 150 | yes
| Ellington | *** Burbank Road | Verizon | Crossroads Site Mngmt | self-support lattice | 170 | 180 |  | diesel generator
| Ellington | *** Burbank Road | AT&T | New England Site Mngmt | self-support lattice | 160 | 180
| Ellington | *** Burbank Road | T-Mobile | New England Site Mngmt | self-support lattice |  | 180
| Ellington | *** Burbank Road | Cingular | Crossroads Site Management | self-support lattice | 150 | 180
| Ellington | *** Burbank Road | Verizon | Mariner Tower | self-support lattice | 170 | 180
| Ellington | *** Burbank Road | Verizon | Mariner Tower | self-support lattice | 176.5 | 180
| Ellington | *** Burbank Road | AT&T | Mariner Tower | self-support lattice | 160 | 180
| Ellington | *** Burbank Road | Cingular | Mariner Tower | self-support lattice | 150 | 180
| Ellington | *** Burbank Road | Verizon | SBA | self-support lattice | 177 | 180
| Ellington | *** Burbank Road | AT&T | SBA | self-support lattice | 156 | 180
| Ellington | *** Burbank Road | T-Mobile | SBA | self-support lattice | 182.5 | 181.5
| Ellington | *** Burbank Road | Verizon | SBA | self-support lattice | 177 | 180
| Ellington | *** Burbank Road | T-Mobile | SBA | self-support lattice | 178 | 180
| Ellington | *** Burbank Road | DISH | SBA | self-support lattice | 147 | 180 | yes
| Ellington | *** Burbank Road | T-Mobile | SBA | self-support lattice | 178 | 180 | yes
| Ellington | *** Burbank Road | Verizon | SBA | self-support lattice | 177 | 180
Petition No. 1158 | Ellington | *** Somers Road | Verizon | Verizon | rooftop | 24 | 16.3 |  | battery
Petition No. 1197 | Enfield | * Anngina Drive | Verizon | Verizon | rooftop | 21 | 13.75
Docket No. 38 | Enfield | Town Farm Road | Continental Cablevision | Continental Cablevision | guyed-lattice | 185 | 190
| Enfield | Town Farm Road | Town of Enfield | Cox | guyed-lattice | var. | 190
| Enfield | Town Farm Road | Dish | Town of Enfield | guyed-lattice | 155 | 190 | yes
Docket No. 51 | Enfield | * Ecology Drive | SNET Cellular | SNET Cellular | monopole | 150 | 150
| Enfield | * Ecology Drive | SCLP | SCLP | monopole | 161 | 150
| Enfield | * Ecology Drive | SNET/SCLP | SNET/SCLP
| Enfield | * Ecology Drive | SNET/SCLP | SNET/SCLP | monopole | 158 | 150
| Enfield | * Ecology Drive | Cingular | American Tower | monopole | 154 | 150
| Enfield | * Ecology Drive | T-Mobile | American Tower | monopole | 140 | 150
| Enfield | * Ecology Drive | Verizon | American Tower | monopole | 130 | 150
| Enfield | * Ecology Drive | Cingular | American Tower | monopole | 154 | 150
| Enfield | * Ecology Drive | Pocket (now MetroPCS) | American Tower | monopole | 122 | 150
| Enfield | * Ecology Drive | T-Mobile | American Tower | monopole | 140 | 150
| Enfield | * Ecology Drive | Clearwire | American Tower | monopole | 112 | 150
| Enfield | * Ecology Drive | Verizon | American Tower | monopole | 130 | 150
| Enfield | * Ecology Drive | AT&T | American Tower | monopole | 152 | 150
| Enfield | * Ecology Drive | Enertrac | American Tower | monopole | 140 | 150
| Enfield | * Ecology Drive | T-Mobile | American Tower | monopole | 140 | 150
| Enfield | * Ecology Drive | Verizon | American Tower | monopole | 127 | 150
| Enfield | * Ecology Drive | AT&T | American Tower | monopole | 154 | 150
| Enfield | * Ecology Drive | T-Mobile | American Tower Corporation | monopole | 139 | 150
| Enfield | * Ecology Drive | Verizon | American Tower Corporation | monopole | 127 | 150
| Enfield | * Ecology Drive | Verizon | American Tower Corporation | monopole | 130 | 150
| Enfield | * Ecology Drive | AT&T | American Tower Corporation | monopole | 150 | 150
| Enfield | * Ecology Drive | Sprint | American Tower Corporation | monopole | 104 | 150
| Enfield | * Ecology Drive | Verizon | American Tower Corporation | monopole | 130 | 150
| Enfield | * Ecology Drive | AT&T | American Tower Corporation | monopole | 150 | 150 | yes
| Enfield | **** King Street | Cingular | Cingular | monopole | 148 | 150
| Enfield | **** King Street | Clearwire | Cingular | monopole | 140 | 150
| Enfield | **** King Street | AT&T | GTP Structures | monopole | 155 | 150
| Enfield | **** King Street | GOGO | GTP Structures | monopole | 101, 110 | 150
| Enfield | **** King Street | AT&T | American Tower | monopole | 155 | 150
| Enfield | **** King Street | AT&T | American Tower | monopole | 155 | 150 | yes
| Enfield | *** Moody Road | Sprint PCS | Nextel | monopole | 168 | 178
| Enfield | *** Moody Road | AT&T Wireless | Nextel | monopole | 158 | 180
Petition No. 707 | Enfield | *** Moody Road | Nextel | Nextel | monopole |  | 180
| Enfield | *** Moody Road | Cingular | Nextel | monopole | 158 | 180
Petition No. 844 | Enfield | *** Moody Road | T-Mobile | Nextel | monopole | 188 | 190
| Enfield | *** Moody Road | Cingular | Nextel | monopole |  | 190
| Enfield | *** Moody Road | Pocket (now MetroPCS) | Nextel | monopole | 148 | 190
| Enfield | *** Moody Road | Clearwire | Nextel | monopole | 177 | 190
| Enfield | *** Moody Road | AT&T | TowerCo, LLC | monopole | 158 | 190
| Enfield | *** Moody Road | Sprint | SBA | monopole | 168 | 190
| Enfield | *** Moody Road | AT&T | SBA | monopole |  | 190 |  | diesel generator
| Enfield | *** Moody Road | Sprint | SBA | monopole | 168 | 190
| Enfield | *** Moody Road | T-Mobile | SBA | monopole | 188 | 190
| Enfield | *** Moody Road | AT&T | SBA | monopole | 158 | 190
| Enfield | *** Moody Road | T-Mobile | SBA | monopole | 188 | 190
| Enfield | *** Moody Road | T-Mobile | SBA | monopole | 188 | 190
| Enfield | *** Moody Road | Sprint | SBA | monopole | 168 | 190
| Enfield | *** Moody Road | AT&T | SBA | monopole | 158 | 190
| Enfield | *** Moody Road | DISH | SBA | monopole | 177 | 190 | yes
| Enfield | *** Moody Road | AT&T | SBA | monopole | 158 | 190
| Enfield | *** Moody Road | AT&T | SBA | monopole | 158 | 190 | yes
Petition No. 1333 | Enfield | *** Phoenix Avenue | Verizon | Verizon | rooftop | 36.2 | 31
| Enfield | *** King Street | AT&T | Crown Castle | monopole | 160 | 150
| Enfield | *** Elm Street | T-Mobile | Town of Enfield | self-support lattice | 140 | 160
| Enfield | *** Elm Street | T-Mobile | Town of Enfield | self-support lattice | 143 | 160
| Enfield | *** Elm Street | T-Mobile | Town of Enfield | self-support lattice | 143 | 160
| Enfield | *** Elm Street | T-Mobile | Town of Enfield | self-support lattice | 143 | 160 | yes
| Enfield | *** Elm Street | AT&T | Town of Enfield | self-support lattice | 151 | 160 | yes | diesel generator | 20-kilowatt
| Enfield | ** Bacon Road | Cingular | Shaker Pines Fire Dist. (Metro Tower) | monopole | 170 | 180
| Enfield | ** Bacon Road | T-Mobile | Shaker Pines Fire Dist. (Metro Tower) | monopole | 160 | 180
| Enfield | ** Bacon Road | Verizon | Shaker Pines Fire Dist. (Metro Tower) | monopole | 147 | 180
| Enfield | ** Bacon Road | Cingular | Shaker Pines Fire Dist. (Metro Tower) | monopole | 168 | 180
| Enfield | ** Bacon Road | Verizon | Shaker Pines Fire Dist. (Metro Tower) | monopole | 150 | 180
| Enfield | ** Bacon Road | AT&T | Shaker Pines Fire Dist. (Metro Tower) | monopole | 170 | 180
| Enfield | ** Bacon Road | Verizon | Shaker Pines Fire Dist. (Metro Tower) | monopole | 150 | 180
| Enfield | ** Bacon Road | Verizon | SAI | monopole | 150 | 180
| Enfield | ** Bacon Road | Verizon | SAI | monopole | 150 | 180
| Enfield | ** Bacon Road | Verizon | SAI | monopole | 150 | 180
| Enfield | ** Bacon Road | Verizon | SAI | monopole | 150 | 180
| Enfield | ** Bacon Road |  | SAI | monopole | 160 | 180
| Enfield | ** Bacon Road | AT&T | Shaker Pines Fire Dist. (Metro Tower) | monopole | 168 | 180
Docket No. 139 | Enfield | * Oliver Road | BAM | BAM | monopole | 148 | 160
| Enfield | * Oliver Road | BAM | BAM | monopole | 150 | 160
| Enfield | * Oliver Road | BAM | BAM | monopole | 110 | 160
| Enfield | * Oliver Road | BAM/Sprint | BAM | monopole | 148 | 160
| Enfield | * Oliver Road | BAM/Nextel | BAM | monopole | 125 | 160
| Enfield | * Oliver Road | Omni | BAM | monopole | 115 | 160
| Enfield | * Oliver Road | BAM
| Enfield | * Oliver Road | Pagenet Inc | Crown | monopole | 105 | 160
Petition No. 435 | Enfield | * Oliver Road | Crown/ATT Wireless | Crown | monopole | 160 | 160
| Enfield | * Oliver Road | XM Satellite | Crown Media | monopole | 95 | 160
| Enfield | * Oliver Road | AT&T | Crown Media | monopole |  | 160
| Enfield | * Oliver Road | T-Mobile | Crown Media | monopole | 115 | 160
| Enfield | * Oliver Road | AT&T | Crown Media | monopole |  | 160
| Enfield | * Oliver Road | Verizon | Crown Media | monopole | 150 | 160
| Enfield | * Oliver Road | Cingular | Crown Media | monopole | 160 | 160
| Enfield | * Oliver Road | T-Mobile | Crown Media | monopole | 115 | 160
| Enfield | * Oliver Road | Verizon | Crown Media | monopole | 152 | 160
| Enfield | * Oliver Road | Clearwire | Crown Media | monopole | 137 | 160
| Enfield | * Oliver Road | MetroPCS | Crown Media | monopole | 106 | 160
| Enfield | * Oliver Road | AT&T | Crown Castle | monopole | 160 | 160
| Enfield | * Oliver Road | MetroPCS | Crown Castle | monopole |  | 160
| Enfield | * Oliver Road | Sprint | Crown Castle | monopole | 135 | 160
| Enfield | * Oliver Road | T-Mobile | Crown Castle | monopole | 117 | 160
| Enfield | * Oliver Road | Sprint | Crown Castle | monopole | 135 | 160
| Enfield | * Oliver Road | Verizon | Crown Castle | monopole | 149 | 160
| Enfield | * Oliver Road | T-Mobile | Crown Castle | monopole | 117 | 160
| Enfield | * Oliver Road | Verizon | Crown Castle | monopole | 149 | 160
| Enfield | * Oliver Road | AT&T | Crown Castle | monopole | 160 | 160
| Enfield | * Oliver Road | Verizon | Crown Castle | monopole | 149 | 160
| Enfield | * Oliver Road | DISH | Crown Castle | monopole | 127 | 160 | yes
| Enfield | * Oliver Road | DISH | Crown Castle | monopole | 127 | 160 |  | diesel generator
| Enfield | *** Enfield Street | AT&T | AT&T | monopole | 85, 95 | 100
| Enfield | *** Enfield Street | AT&T | AT&T | monopole | 94 | 100
| Enfield | Bright Meadow Boulevard | BAM | Sprint | monopole | 132.5 | 150 |  | diesel generator
| Enfield | Bright Meadow Boulevard | AT&T Wireless | Sprint | monopole | 117 | 150
| Enfield | Bright Meadow Boulevard | BAM | Sprint | monopole | 137 | 150
| Enfield | Bright Meadow Boulevard | Nextel | Sprint | monopole | 127 | 150
| Enfield | Bright Meadow Boulevard | BAM | Sprint | monopole | 132.5 | 150 |  | diesel generator
| Enfield | Bright Meadow Boulevard | AT&T | Sprint | monopole | 117 | 150
| Enfield | Bright Meadow Boulevard | AT&T | Sprint | monopole |  | 150
| Enfield | Bright Meadow Boulevard | Verizon | Sprint | monopole | 137 | 150
| Enfield | Bright Meadow Boulevard | Verizon | Sprint | monopole | 137 | 150
| Enfield | Bright Meadow Boulevard | Cingular | Sprint | monopole | 117 | 150
| Enfield | Bright Meadow Boulevard | Pocket (now MetroPCS) | Sprint | monopole | 107 | 150
| Enfield | Bright Meadow Boulevard | Clearwire | Sprint | monopole | 147 | 150
| Enfield | Bright Meadow Boulevard | AT&T | Crown Castle | monopole | 119 | 150
| Enfield | Bright Meadow Boulevard | Verizon | Crown Castle | monopole | 134 | 150
| Enfield | Bright Meadow Boulevard | MetroPCS | Crown Castle | monopole |  | 150
| Enfield | Bright Meadow Boulevard | Sprint | Crown Castle | monopole | 147 | 150
| Enfield | Bright Meadow Boulevard | Verizon | Crown Castle | monopole | 134 | 150
| Enfield | Bright Meadow Boulevard | Sprint | Crown Castle | monopole | 147 | 150
| Enfield | Bright Meadow Boulevard | Verizon | Crown Castle | monopole | 134 | 150
| Enfield | Bright Meadow Boulevard | AT&T | Crown Castle | monopole | 119 | 150
| Enfield | Bright Meadow Boulevard | T-Mobile | Crown Castle | monopole | 107 | 150
| Enfield | Bright Meadow Boulevard | Verizon | Crown Castle | monopole | 137 | 150
| Enfield | Bright Meadow Boulevard | T-Mobile | Crown Castle | monopole | 107 | 150 | yes
| Enfield | Bright Meadow Boulevard | DISH | Crown Castle | monopole | 97 | 150 | yes
| Essex | *** Main Street | Verizon | Macbeth Ventures, LLC | water tank | 118 | 124.5
| Essex | *** Main Street | AT&T | Macbeth Ventures, LLC | water tank | 108 | 124.5 | yes
| Essex | *** Main Street | Verizon | Macbeth Ventures, LLC | water tank | 106 | 124.5 | yes
| Essex | *** Main Street | T-Mobile | Macbeth Ventures, LLC | water tank | 118 | 124.5 | yes
Sub-Petition No. 1133 | Essex | *** Main Street | T-Mobile | Macbeth Ventures, LLC | water tank | 132 | 124.5 | yes
| Essex | *** Main Street | DISH | Macbeth Ventures, LLC | water tank | 98 | 124.5 | yes
| Fairfield | *** Reef Road | MetroPCS | Fairfield PD | monopole | 116 | 145
| Fairfield | *** Reef Road | T-Mobile | Fairfield PD | monopole | 133 | 145
| Fairfield | *** Reef Road | Clearwire | Fairfield PD | monopole | 143 | 145
| Fairfield | *** Reef Road | AT&T | Fairfield PD | monopole | 125 | 145
| Fairfield | *** Reef Road | AT&T | Fairfield PD | monopole | 133 | 145
| Fairfield | *** Reef Road | Sprint | Fairfield PD | monopole | 110 | 145
| Fairfield | *** Reef Road | AT&T | Fairfield PD | monopole | 130 | 145
| Fairfield | *** Reef Road | AT&T | Fairfield PD | monopole | 130 | 145
| Fairfield | *** Reef Road | AT&T | Fairfield PD | monopole | 127 | 145
| Fairfield | *** Reef Road | Sprint | Fairfield PD | monopole | 110 | 145
| Fairfield | *** Reef Road | T-Mobile | Fairfield PD | monopole | 135 | 145
| Fairfield | *** Reef Road | AT&T | Fairfield PD | monopole |  | 145 |  | existing building backup generator
| Fairfield | *** Reef Road | DISH | Fairfield PD | monopole | 118 | 145 | yes
Petition No. 437 | Fairfield | *** Hawthorne Drive | UI | UI | monopole | 79 | 79
| Fairfield | ****-**** Black Rock Tpk. | Nextel | Sprint | monopole | 75 | 90
| Fairfield | ****-**** Black Rock Tpk. | Clearwire | Sprint | monopole | 69 | 90
| Fairfield | ****-**** Black Rock Tpk. | Sprint | Crown Castle | monopole | 87 | 90
Petition No. 383 | Fairfield | *** Morehouse Drive | Sprint | CL&P | self-support lattice | 101 | 106.5
Petition No. 475 | Fairfield | *** Morehouse Drive | VoiceStream | CL&P | self-support lattice | 95 | 106.5
Petition No. 525 | Fairfield | *** Morehouse Drive | AT&T | CL&P | self-support lattice | 84 | 106.5
| Fairfield | *** Morehouse Drive | AT&T | CL&P | self-support lattice | 84 | 106.5
| Fairfield | *** Morehouse Drive | T-Mobile | CL&P | self-support lattice | 95 | 106.5
| Fairfield | *** Morehouse Drive | AT&T | CL&P | self-support lattice |  | 106.5
| Fairfield | *** Morehouse Drive | AT&T | CL&P | self-support lattice | 84 | 106.5
| Fairfield | *** Morehouse Drive | T-Mobile | CL&P | self-support lattice | 95 | 106.5
| Fairfield | *** Morehouse Drive | Sprint | CL&P | self-support lattice | 104 | 106.5
| Fairfield | *** Morehouse Drive | T-Mobile | Eversource | self-support lattice | 95 | 107
| Fairfield | *** Morehouse Drive | AT&T | Eversource | self-support lattice | 84 | 86
| Fairfield | *** Morehouse Drive | Sprint | Eversource | self-support lattice | 104 | 86
| Fairfield | *** Morehouse Drive | T-Mobile | Eversource | self-support lattice | 95 | 86
| Fairfield | *** Morehouse Drive | AT&T | Eversource | self-support lattice | 84 | 86 | yes
Petition No. 1470 | Fairfield | Sacred Heart University, **** Park Avenue | Verizon | Verizon | monopole (ballast mounted) | 121 | 125 | yes
| Fairfield | Sacred Heart University, **** Park Avenue | T-Mobile | Verizon | monopole (ballast mounted) | 110 | 125 | yes
| Fairfield | Sacred Heart University, **** Park Avenue | AT&T | Verizon | monopole (ballast mounted) | 90 | 125 | yes | battery backup | 3-hrs
Docket No. 495 | Fairfield | **** Park Avenue | Verizon | Verizon | Monopole | 130 | 130 | yes | propane generator | 30-kilowatt
Docket No. 495 A | Fairfield | **** Park Avenue | Verizon | Verizon | Faux bell tower/three pole tower | 68.5/95 | 100 | yes | battery backup and shared 100-kw diesel generator | 100-kilowatt
Docket No. 495 A | Fairfield | **** Park Avenue | AT&T | Verizon | Faux bell tower/three pole tower | 76.7 | 100 | yes | battery backup and shared 100-kw diesel generator | 100-kilowatt
Docket No. 86 | Fairfield | *** Wood House Road | BAM | BAM | monopole | 160 | 160
| Fairfield | *** Wood House Road | BAM/SCLP | BAM | monopole | 144 | 160
| Fairfield | *** Wood House Road | BAM | BAM | monopole | 160 | 160
Petition No. 387 | Fairfield | *** Wood House Road | BAM/OMNI | BAM | monopole | 138 | 160
| Fairfield | *** Wood House Road | BAM
| Fairfield | *** Wood House Road | AT&T Wireless | Crown | monopole | 170 | 160
| Fairfield | *** Wood House Road | Pagenet Inc | Crown | monopole | 118 | 160
| Fairfield | *** Wood House Road | Pagenet Inc | Crown | monopole | 118 | 160
| Fairfield | *** Wood House Road | ARDIS American Mobile | Crown | monopole | 119 | 160
| Fairfield | *** Wood House Road | Metricom | Crown Media | monopole | 100 | 171
| Fairfield | *** Wood House Road | XM Satellite | Crown Media | monopole | 128(ant);75(dish) | 171
| Fairfield | *** Wood House Road | AT&T Wireless | Crown | monopole
| Fairfield | *** Wood House Road | Cingular | Crown | monopole | 144 | 171
| Fairfield | *** Wood House Road | AT&T Wireless | Crown | monopole |  | 171
| Fairfield | *** Wood House Road | T-Mobile | Crown | monopole | 135 | 171
| Fairfield | *** Wood House Road | Verizon | Crown | monopole | 162 | 171
| Fairfield | *** Wood House Road | New Cingular | Crown | monopole | 152 | 171
| Fairfield | *** Wood House Road | Verizon | Crown | monopole | 158 | 171
| Fairfield | *** Wood House Road | T-Mobile | Crown | monopole | 140 | 171
| Fairfield | *** Wood House Road | Clearwire | Crown | monopole | 128 | 171
| Fairfield | *** Wood House Road | Verizon | Crown | monopole | 158 | 171
| Fairfield | *** Wood House Road | AT&T | Crown | monopole | 150 | 171
| Fairfield | *** Wood House Road | T-Mobile | Crown | monopole | 140 | 171
| Fairfield | *** Wood House Road | Verizon | Crown | monopole | 158 | 171
| Fairfield | *** Wood House Road | AT&T | Crown | monopole | 150 | 171
| Fairfield | *** Wood House Road | T-Mobile | Crown Castle | monopole | 140 | 171
| Fairfield | *** Wood House Road | AT&T | Crown Castle | monopole | 148 | 171
| Fairfield | *** Wood House Road | Verizon | Crown Castle | monopole | 158 | 171
| Fairfield | *** Wood House Road | AT&T | Crown Atlantic Company | monopole | 148 | 171
| Fairfield | *** Wood House Road | Sprint | Crown Atlantic Company | monopole | 128 | 171
| Fairfield | *** Wood House Road | Sprint | Crown Atlantic Company | monopole
| Fairfield | *** Wood House Road | AT&T | Crown Atlantic Company | monopole |  |  |  | diesel generator | 30-kilowatt
| Fairfield | *** Wood House Road | DISH | Crown Atlantic Company | monopole | 166 | 171 | yes
| Fairfield | *** Wood House Road | Verizon | Crown Castle | monopole | 12' | 171
| Fairfield | **** Congress Street | SCLP | Town of Fairfield | monopole | 125 | 150
| Fairfield | **** Congress Street | Cingular | Town of Fairfield | monopole | 125 | 150
| Fairfield | **** Congress Street | T-Mobile | Town of Fairfield | monopole | 113 | 150
| Fairfield | **** Congress Street | Verizon | Town of Fairfield | monopole | 80 | 150
| Fairfield | **** Congress Street | New Cingular | Town of Fairfield | monopole | 138 | 150
| Fairfield | **** Congress Street | Cingular/AT&T | Town of Fairfield | monopole | 125 | 150
| Fairfield | **** Congress Street | Sprint Nextel | Town of Fairfield | monopole | 138 | 150
| Fairfield | **** Congress Street | Verizon | Town of Fairfield | monopole | 80 | 150
| Fairfield | **** Congress Street | Sprint/Nextel | Town of Fairfield | monopole | 138, 150 | 150
| Fairfield | **** Congress Street | T-Mobile | Town of Fairfield | monopole | 110 | 150
| Fairfield | **** Congress Street | AT&T | Town of Fairfield | monopole | 127 | 150
| Fairfield | **** Congress Street | Verizon | Town of Fairfield | monopole | 80 | 150
| Fairfield | **** Congress Street | Sprint | Town of Fairfield | monopole | 139 | 150
| Fairfield | **** Congress Street | Verizon | Town of Fairfield | monopole | 80 | 150
| Fairfield | **** Congress Street | AT&T | Town of Fairfield | monopole | 127 | 150
| Fairfield | **** Congress Street | Sprint | Town of Fairfield | monopole | 138 | 150
| Fairfield | **** Congress Street | Verizon | Town of Fairfield | monopole | 80 | 150
| Fairfield | **** Congress Street | AT&T | Town of Fairfield | monopole | 127 | 150
| Fairfield | **** Congress Street | T-Mobile | Town of Fairfield | monopole | 116 | 150
| Fairfield | **** Congress Street | Verizon | Town of Fairfield | monopole | 80 | 150
| Fairfield | **** Congress Street | T-Mobile | Town of Fairfield | monopole | 116 | 150
Petition No. 343 | Fairfield | ** Walls Drive | SCLP | Robert Scinto | self-support lattice | 20 | 20
| Fairfield | ** Walls Drive | Cingular | Robert Scinto | self-support lattice | 20 | 20
| Fairfield | ** Walls Drive | New Cingular | Robert Scinto | self-support lattice | 20 | 20
| Fairfield | ** Walls Drive | AT&T | Robert Scinto | self-support lattice | 20 | 20
| Fairfield | ** Walls Drive | AT&T | Robert Scinto | self-support lattice | top | 20
| Fairfield | ** Walls Drive | AT&T | Robert Scinto | self-support lattice | top | 20
Petition No. 462 | Fairfield | Fairfield University, Canisus Hall | UI | Fairfield University | self-support lattice | 88 | 88
Petition No. 636 | Fairfield | Timko Street | T-Mobile | UI | monopole | 106 | 90
Petition No. 471 | Fairfield | Westport Turnpike | VoiceStream | CL&P | self-supporting lattice | 96 | 81
| Fairfield | Westport Turnpike | T-Mobile | Eversource | self-supporting lattice | 96 | 81
Docket No. 282 | Farmington | * Westerberg Drive | Sprint | Sprint | monopole | 150 | 156
Docket No. 282 | Farmington | * Westerberg Drive | Nextel | Sprint | monopole | 120 | 156
Docket No. 282 | Farmington | * Westerberg Drive | T-Mobile | Sprint | monopole | 130 | 156
| Farmington | * Westerberg Drive | New Cingular | Sprint | monopole | 139 | 156
| Farmington | * Westerberg Drive | n/a | TowerCo, LLC | monopole | n/a | 156
| Farmington | * Westerberg Drive | AT&T | TowerCo, LLC | monopole | 139 | 156
| Farmington | * Westerberg Drive | Sprint | SBA | monopole | 153 | 156
| Farmington | * Westerberg Drive | Verizon | SBA | monopole | 120 | 156 |  | propane generator | 35-kW
| Farmington | * Westerberg Drive | AT&T | SBA | monopole | 139 | 156
| Farmington | * Westerberg Drive | Sprint | SBA | monopole | 156 | 156
| Farmington | * Westerberg Drive | AT&T | SBA | monopole | 139 | 156
| Farmington | * Westerberg Drive | T-Mobile | SBA | monopole | 130 | 156 | yes
| Farmington | * Westerberg Drive | Verizon | SBA | monopole | 120 | 156 | yes
| Farmington | * Westerberg Drive | T-Mobile | SBA | monopole | 132 | 156 | yes
| Farmington | *** Birdseye Road | Nextel | Sprint | monopole | 120 | 140
| Farmington | *** Birdseye Road | Verizon | Sprint | monopole | 110 | 140
| Farmington | *** Birdseye Road | T-Mobile | Sprint | monopole | 100 | 140
| Farmington | *** Birdseye Road | Cingular | Sprint | monopole | 131 | 140
| Farmington | *** Birdseye Road | Pocket (now MetroPCS) | Sprint | monopole | 90 | 140
| Farmington | *** Birdseye Road | T-Mobile | Sprint | monopole | 100 | 140
| Farmington | *** Birdseye Road | Verizon | Sprint | monopole | 109 | 140
| Farmington | *** Birdseye Road | AT&T | Crown Castle | monopole | 130 | 140
| Farmington | *** Birdseye Road | MetroPCS | Crown Castle | monopole | n/a | 140
| Farmington | *** Birdseye Road | Sprint | Crown Castle | monopole | 139 | 140
| Farmington | *** Birdseye Road | AT&T | Crown Castle | monopole | n/a | 140 |  | diesel generator
| Farmington | *** Birdseye Road | Verizon | Crown Castle | monopole | 109 | 140
| Farmington | *** Birdseye Road | T-Mobile | Crown Castle | monopole | 100 | 140
| Farmington | *** Birdseye Road | Sprint | Crown Castle | monopole | 139 | 140
| Farmington | *** Birdseye Road | T-Mobile | Crown Castle | monopole | 100 | 140
| Farmington | *** Birdseye Road | Verizon | Crown Castle | monopole | 109 | 140
| Farmington | *** Birdseye Road | AT&T | Crown Castle | monopole | 130 | 140
| Farmington | *** Birdseye Road | T-Mobile | Crown Castle | monopole | 100 | 140
| Farmington | *** Birdseye Road | AT&T | Crown Castle | monopole | 130 | 140
| Farmington | *** Birdseye Road | Verizon | Crown Castle | monopole | 109 | 140
| Farmington | *** Birdseye Road | Verizon | Crown Castle | monopole | 109 | 140
| Farmington | *** Birdseye Road | DISH | Crown Castle | monopole | 118 | 140 | y
| Farmington | *** Birdseye Road | Verizon | Crown Castle | monopole | 109 | 140 | yes
| Farmington | *** Birdseye Road | T-Mobile | Crown Castle | monopole | 140 | 140 | yes
| Farmington | *** Birdseye Road | Verizon | Crown Castle | monopole | 108 | 140 | yes
Docket No. 374 | Farmington | *** Town Farm Road | Verizon | Verizon | monopole | 110 | 110
| Farmington | *** Town Farm Road | AT&T | Verizon | monopole | 100 | 110
| Farmington | *** Town Farm Road | AT&T | Verizon | monopole | 100 | 110
| Farmington | *** Town Farm Road | Verizon | Verizon | monopole | 110 | 110
| Farmington | *** Town Farm Road | Verizon | American Tower Corporation | monopole | 110 | 110
| Farmington | *** Town Farm Road | AT&T | American Tower | monopole | 110 | 110
| Farmington | *** Town Farm Road | DISH | American Tower | monopole | 90 | 110 | yes
| Farmington | *** Town Farm Road | T-Mobile | American Tower | monopole | 75 | 110 | yes | diesel generator | 48-kilowatt
| Farmington | *** Town Farm Road | Verizon | American Tower | monopole | 110 | 110 | yes
Docket No. 480 | Farmington | * Westwoods Drive | T-Mobile | SectorSite, LLC | monopole | 127 and 117 | 130 |  | battery and propane generator
Docket No. 480 | Farmington | * Westwoods Drive |  | SectorSite, LLC
| Farmington | *** Colt Highway | T-Mobile | Outlet Broadcasting | guyed-lattice | 112 | 120
| Farmington | *** Colt Highway | T-Mobile | Outlet Broadcasting | guyed-lattice | 112 | 120
| Farmington | *** Colt Highway | T-Mobile | Outlet Broadcasting | guyed-lattice | 103 | 120
| Farmington | *** Colt Highway | T-Mobile | Outlet Broadcasting | guyed-lattice | 103 | 120
| Farmington | *** Colt Highway | T-Mobile | Outlet Broadcasting | guyed-lattice | 103 | 120
Petition No. 326 | Farmington | *** Farmington Avenue | SNET/SCLP | UCONN Health Center | guyed-lattice | 20 | 80
| Farmington | *** Farmington Avenue | SNET/SCLP | UCONN Health Center | guyed-lattice | 80 | 80
| Farmington | *** Farmington Avenue | SCLP | UCONN Health Center | guyed-lattice | 80/213 | 80
| Farmington | *** Farmington Avenue | SNET/Cingular | UCONN Health Center | guyed-lattice | 80/213 | 80
| Farmington | *** Farmington Avenue | Cingular | UCONN Health Center | guyed-lattice | 80/213 | 80
Petition No. 1180 | Farmington | *** Middle Road | Verizon | Passionist Fathers of Connecticut, Inc. | rooftop | 57.11 | 50.1
| Farmington | *** New Britain Avenue | Sprint | Farmington Fire District | monopole | 170 | 190
| Farmington | *** New Britain Avenue | AT&T | Farmington Fire District | monopole | 150 | 190
| Farmington | *** New Britain Avenue | Cingular | Farmington Fire District | monopole | 150 | 190
| Farmington | *** New Britain Avenue | T-Mobile | Farmington Fire District | monopole | 160 | 190
| Farmington | *** New Britain Avenue | Pocket (now MetroPCS) | Farmington Fire District | monopole | 140 | 190
| Farmington | *** New Britain Avenue | T-Mobile | Farmington Fire District | monopole | 160 | 190
| Farmington | *** New Britain Avenue | Clearwire | Farmington Fire District | monopole | 170 | 190
| Farmington | *** New Britain Avenue | AT&T | Farmington Fire District | monopole | 148 | 190
| Farmington | *** New Britain Avenue | Sprint | Farmington Fire District | monopole | 170 | 190
| Farmington | *** New Britain Avenue | MetroPCS | Farmington Fire District | monopole |  | 190
| Farmington | *** New Britain Avenue | T-Mobile | Farmington Fire District | monopole | 160 | 190
| Farmington | *** New Britain Avenue | Sprint | Farmington Fire District | monopole | 170 | 190
| Farmington | *** New Britain Avenue | T-Mobile | Farmington Fire District | monopole | 160 | 190
| Farmington | *** New Britain Avenue | Sprint | Farmington Fire District | monopole | 170 | 190
| Farmington | *** New Britain Avenue | AT&T | Farmington Fire District | monopole | 150 | 190
| Farmington | *** New Britain Avenue | AT&T | Farmington Fire District | monopole | 150 | 190 | yes | diesel generator | 30-kilowatt
| Farmington | *** New Britain Avenue | T-Mobile | Farmington Fire District | monopole | 160 | 190 |  | diesel generator | 48-kilowatt
Petition No. 423 | Farmington | ** Maple Ridge Road | Omni | CL&P | utility pole | 77.5 | 65
| Farmington | ** Maple Ridge Road | T-Mobile | CL&P | utility pole | 77.5 | 65
| Farmington | ** Maple Ridge Road | T-Mobile | CL&P | utility pole | 84 | 65
| Farmington | ** Maple Ridge Road | T-Mobile | CL&P | utility pole | 75, 82 | 65
| Farmington | ** Maple Ridge Road | T-Mobile | CL&P | utility pole | 73 | 65
| Farmington | ** Maple Ridge Road | T-Mobile | CL&P | utility pole | 73 | 65
| Farmington | ** Maple Ridge Road | T-Mobile | CL&P | utility pole | 73 | 65
Petition No. 644 | Farmington | ** Maple Ridge Road | Sprint | CL&P | utility pole | 100 | 100
Petition No. 644 | Farmington | ** Maple Ridge Road | Cingular | CL&P | utility pole | 88 | 100
Petition No. 832 | Farmington | ** Maple Ridge Road | Sprint | CL&P | utility pole | 100 | 102
| Farmington | ** Maple Ridge Road | AT&T (Cingular) | CL&P | utility pole | 88 | 102
| Farmington | ** Maple Ridge Road | Sprint | CL&P | utility pole | 98 | 102
| Farmington | ** Maple Ridge Road | AT&T | Eversource | utility pole | 88 | 102
| Farmington | ** Maple Ridge Road | AT&T | Eversource | utility pole | 92 | 102 | yes
Petition No. 1434 | Farmington | ** Old Mountain Road | Eversource | Eversource | Steel monopole | 63 | 63 | NA
| Farmington | ** Lovely Street | SNET/SCLP | SNET/SCLP | monopole | 104 | 100
| Farmington | ** Lovely Street | Nextel | SNET | monopole | 84 | 102
| Farmington | ** Lovely Street | SCLP | SNET | monopole | 102 | 102
| Farmington | ** Lovely Street | Cingular | AT&T | monopole | 102 | 102
| Farmington | ** Lovely Street | Cingular | AT&T | monopole | 100 | 102
| Farmington | ** Lovely Street | AT&T | AT&T | monopole | 100 | 102
| Farmington | ** Lovely Street | AT&T | AT&T | monopole | 100 | 102
| Farmington | ** Lovely Street | DISH | AT&T | monopole | 88 | 102 | yes
Docket No. 274 | Farmington | Hyde Road | AT&T | AT&T | monopole | 150 | 150
Docket No. 274 | Farmington | Hyde Road | Verizon | AT&T | monopole | 140 | 150
| Farmington | Hyde Road | New Cingular | New Cingular | monopole | 150 | 150
Docket No. 55 | Farmington | Rattlesnake Mountain | United Cable TV Services | Chase Family Limited Partner. | guyed-lattice | 500 | 1057
| Farmington | Rattlesnake Mountain | NBC Universal | Outlet Broadcasting | guyed-lattice | 1057 | 1057
| Farmington | Rattlesnake Mountain | BAM | Communications Site Management | guyed-lattice | 240 | 1339
| Farmington | Rattlesnake Mountain | BAM | Communications Site Management | guyed-lattice | 87 | 1339
| Farmington | Rattlesnake Mountain | BAM | Communications Site Management | guyed-lattice | 239 | 1339
| Farmington | Rattlesnake Mountain | XM Satellite | Communications Site Management | guyed-lattice | 460 | 1339
| Farmington | Rattlesnake Mountain | Verizon | Communications Site Management | guyed-lattice | 235 | 1339
| Farmington | Rattlesnake Mountain | Sprint | Communications Site Management | guyed-lattice | 160 | 1339
| Farmington | Rattlesnake Mountain | MediaFLO | Communications Site Management | guyed-lattice | 1132 | 1339
| Farmington | Rattlesnake Mountain | Pocket (now MetroPCS) | Communications Site Management | guyed-lattice | 140 | 1339
| Farmington | Rattlesnake Mountain | Pocket (now MetroPCS) | Communications Site Management | guyed-lattice |  | 1339
| Farmington | Rattlesnake Mountain | Verizon | Communications Site Management | guyed-lattice | 120, 106 | 1339
| Farmington | Rattlesnake Mountain | Clearwire | Communications Site Management | guyed-lattice | 195 | 1339
| Farmington | Rattlesnake Mountain | Verizon | Communications Site Management | guyed-lattice | 106, 120 | 1339
| Farmington | Rattlesnake Mountain | MetroPCS | Communications Site Management | guyed-lattice |  | 1339
| Farmington | Rattlesnake Mountain | CT Natural Gas | Communications Site Management | guyed-lattice | 747 | 1339
| Farmington | Rattlesnake Mountain | Sirius XM Radio | Communications Site Management | guyed-lattice | 460 | 1339
| Farmington | Rattlesnake Mountain | Verizon | Communications Site Management | guyed-lattice | 106 | 1339
| Farmington | Rattlesnake Mountain | Verizon | Communications Site Management | guyed-lattice | 120 | 1339
| Farmington | Rattlesnake Mountain | AT&T | Communications Site Management | guyed-lattice | 221 | 1339
Petition No,. 1194 | Franklin | *** Franklin Turnpike | Verizon | D.W. Holdings, LLC | rooftop | 129.2 | 125.1
Petition No. 781 | Franklin | ** Ayer Road | Verizon | SBA | monopole | 177 | 180
| Franklin | ** Ayer Road | Verizon | SBA | monopole | 177 | 180
| Franklin | ** Ayer Road | T-Mobile | SBA | monopole | 167 | 180 | yes | diesel generator | 48-kilowatt
| Franklin | ** Ayer Road | DISH | SBA | monopole | 125 | 180 | yes
| Franklin | * Tyler Drive | Cingular (AT&T) | Town of Franklin | self-support lattice | 168 | 180
| Franklin | * Tyler Drive | AT&T | Town of Franklin | self-support lattice | 168 | 180
| Franklin | * Tyler Drive | AT&T | Town of Franklin | self-support lattice | 169 | 180
| Franklin | * Tyler Drive | T-Mobile | Town of Franklin | self-support lattice | 155 | 180 | yes
| Franklin | ** Doctor Nott Road | Verizon | American Tower | guyed-lattice | 170 | 300
| Franklin | ** Doctor Nott Road | Nextel | American Tower | guyed-lattice | 180 | 300
| Franklin | ** Doctor Nott Road | Verizon | American Tower | guyed-lattice | 165 | 300
| Franklin | ** Doctor Nott Road | Verizon | American Tower | guyed-lattice | 169 | 300
| Franklin | ** Doctor Nott Road | Verizon | American Tower | guyed-lattice | 169 | 300
| Franklin | ** Doctor Nott Road | Sprint | American Tower | guyed-lattice | 180 | 300
| Franklin | ** Doctor Nott Road | Verizon | American Tower | guyed-lattice | 169 | 300 | yes
| Franklin | ** Doctor Nott Road | AT&T | American Tower | guyed-lattice | 196 | 300 | yes | diesel generator | 15-kilowatt
Petition No. 618 | Glastonbury | **** Hebron Avenue - CL&P #***** | Verizon | CL&P | utility pole | 132 | 111
| Glastonbury | **** Hebron Avenue - CL&P #***** | Verizon | CL&P | utility pole | 132 | 111
| Glastonbury | **** Hebron Avenue - CL&P #***** | Verizon | CL&P | utility pole | 132 | 111
| Glastonbury | **** New London Turnpike | Pocket (now MetroPCS) | Crown Castle | monopole | 140 | 150
| Glastonbury | **** New London Turnpike | Sprint | Crown Castle | monopole | 147 | 150
| Glastonbury | **** New London Turnpike | MetroPCS | Crown Castle | monopole |  | 150
| Glastonbury | **** New London Turnpike | Sprint | Crown Castle | monopole | 147 | 150
| Glastonbury | **** New London Turnpike | Sprint | Crown Castle | monopole | 147 | 150
| Glastonbury | **** New London Turnpike | DISH | Crown Castle | monopole | 137 | 150 | yes
| Glastonbury | *** Dickinson Road | Verizon | SBA | monopole | 168 | 180
| Glastonbury | *** Dickinson Road | VoiceStream | SBA | monopole | 177 | 180
| Glastonbury | *** Dickinson Road | AT&T | SBA | monopole | 147 | 176
| Glastonbury | *** Dickinson Road | T-Mobile | SBA | monopole | 177 | 180
| Glastonbury | *** Dickinson Road | Cingular | SBA | monopole | 137 | 180
| Glastonbury | *** Dickinson Road | Verizon | SBA | monopole | 168 | 180
| Glastonbury | *** Dickinson Road | AT&T | SBA | monopole | 147 | 180
| Glastonbury | *** Dickinson Road | Verizon | SBA | monopole | 167 | 180
| Glastonbury | *** Dickinson Road | Pocket (now MetroPCS) | SBA | monopole | 147 | 180
| Glastonbury | *** Dickinson Road | Cingular | SBA | monopole | 137 | 180
| Glastonbury | *** Dickinson Road | Verizon | SBA | monopole | 167 | 180
| Glastonbury | *** Dickinson Road | AT&T | SBA | monopole | 137 | 180
| Glastonbury | *** Dickinson Road | Sprint | SBA | monopole |  | 180
| Glastonbury | *** Dickinson Road | Verizon | SBA | monopole | 167 | 180
| Glastonbury | *** Dickinson Road | AT&T | SBA | monopole | 167 | 180
| Glastonbury | *** Dickinson Road | Verizon | SBA | monopole | 167 | 180
| Glastonbury | *** Dickinson Road | AT&T | SBA | monopole | 137 | 180
| Glastonbury | *** Dickinson Road | Sprint | SBA | monopole | 157 | 180
| Glastonbury | *** Dickinson Road | T-Mobile | SBA | monopole | 180 | 180
| Glastonbury | *** Dickinson Road | AT&T | SBA | monopole | 137 | 180 | yes
| Glastonbury | *** Dickinson Road | DISH | SBA | monopole | 147 | 180 | yes
| Glastonbury | *** Dickinson Road | Verizon | SBA | monopole | 167 | 180 | yes
| Glastonbury | *** Dickinson Road | Verizon | SBA | monopole | 12 | 180
| Glastonbury | *** Dickinson Road | Verizon | SBA | monopole | 167 | 180 | yes
| Glastonbury | **** Main Street | SCLP | Glastonbury, Town of | self-support lattice | 165 | 169
| Glastonbury | **** Main Street | Cingular | Glastonbury, Town of | self-support lattice | 166.5 | 169
| Glastonbury | **** Main Street | Cingular | Glastonbury, Town of | self-support lattice | 166.5 | 169
| Glastonbury | **** Main Street | AT&T | Glastonbury, Town of | self-support lattice | 166 | 169
| Glastonbury | **** Main Street | AT&T | Glastonbury, Town of | self-support lattice | 167 | 169
| Glastonbury | **** Main Street | AT&T | Glastonbury, Town of | self-support lattice | 167 | 169
| Glastonbury | **** Main Street | AT&T | Glastonbury, Town of | self-support lattice | 167 | 169
| Glastonbury | **** Main Street | AT&T | Glastonbury, Town of | self-support lattice | 167 | 169
| Glastonbury | **** Main Street | AT&T | Glastonbury, Town of | self-support lattice | 167 | 169 | yes
| Glastonbury | **** Main Street | Nextel | St. Pauls Church | self-support lattice | 128 | 130
| Glastonbury | **** Main Street | Sprint | Nextel | self-support lattice | 118 | 130
| Glastonbury | **** Main Street | AT&T | Nextel | self-support lattice | 108 | 130
| Glastonbury | **** Main Street | T-Mobile | Nextel | self-support lattice | 93 | 130
| Glastonbury | **** Main Street | Cingular | Nextel | self-support lattice | 108 | 130
| Glastonbury | **** Main Street | Pocket (now MetroPCS) | Nextel | self-support lattice | 100 | 130
| Glastonbury | **** Main Street | T-Mobile | Nextel | self-support lattice | 93 | 130
| Glastonbury | **** Main Street | Clearwire | Nextel | self-support lattice | 128 | 130
| Glastonbury | **** Main Street | Sprint | Nextel | self-support lattice |  | 130 |  | fuel cell backup
| Glastonbury | **** Main Street | AT&T | SBA | self-support lattice | 110 | 130
| Glastonbury | **** Main Street | MetroPCS | SBA | self-support lattice |  | 130
| Glastonbury | **** Main Street | Sprint | SBA | self-support lattice | 118.5 | 130
| Glastonbury | **** Main Street | AT&T | SBA | self-support lattice |  | 130 |  | diesel generator
| Glastonbury | **** Main Street | Verizon | SBA | self-support lattice | 80 | 130
| Glastonbury | **** Main Street | T-Mobile | SBA | self-support lattice | 83 | 130
| Glastonbury | **** Main Street | Sprint | SBA | self-support lattice | 120 | 130
| Glastonbury | **** Main Street | Verizon | SBA | self-support lattice | 80 | 130
| Glastonbury | **** Main Street | T-Mobile | SBA | self-support lattice | 93 | 130
| Glastonbury | **** Main Street | AT&T | SBA | self-support lattice | 110 | 130
| Glastonbury | **** Main Street | Sprint | SBA | self-support lattice | 120 | 130
| Glastonbury | **** Main Street | T-Mobile | SBA | self-support lattice | 93 | 130
| Glastonbury | **** Main Street | AT&T | SBA | self-support lattice | 110 | 130
Petition No. 1160 | Glastonbury | *** Oakwood Drive | Verizon | Verizon | small cell | 34 | 35.2
| Glastonbury | *** Paxton Way | Sprint | Crown Castle | monopole | 147 | 150
Petition No. 1318 | Glastonbury | **** Main Street | Verizon | Bidwell Associates | sc | 27.5 | 29
Docket No. 504 | Glastonbury | Lot N-* Sequin Drive | AT&T | ARX Wireless | monopole | 111 | 115 | yes | natural gas generator | 15-kilowatt
Docket No. 504 | Glastonbury | Lot N-* Sequin Drive | AT&T | ARX Wireless | monopole | 111 | 115 |  | natural gas generator | 20-kilowatt
Docket No. 174 | Glastonbury | *** Three Mile Road | SCLP | BAM | monopole | 140 | 150
Docket No 174 | Glastonbury | *** Three Mile Road | BAM | BAM | monopole | 148 | 150
| Glastonbury | *** Three Mile Road | BAM
| Glastonbury | *** Three Mile Road | Omni | Crown | monopole | 115 | 150
| Glastonbury | *** Three Mile Road | Nextel | Crown | monopole | 126 | 150
| Glastonbury | *** Three Mile Road | XM Satellite/Radio | Crown | monopole | 105 | 150
| Glastonbury | *** Three Mile Road | Sprint | Crown | monopole | 127 | 150
| Glastonbury | *** Three Mile Road | Cingular | Crown | monopole | 140 | 150
| Glastonbury | *** Three Mile Road | AT&T | Crown | monopole | 80 | 150
| Glastonbury | *** Three Mile Road | T-Mobile | Crown | monopole | 115 | 150
| Glastonbury | *** Three Mile Road | Verizon | Crown | monopole | 149 | 150
| Glastonbury | *** Three Mile Road | Cingular | Crown | monopole | 140 | 150
| Glastonbury | *** Three Mile Road | Cingular/AT&T | Crown | monopole | n/a | 150
| Glastonbury | *** Three Mile Road | Verizon | Crown | monopole | 148 | 150
| Glastonbury | *** Three Mile Road | Verizon | Crown | monopole | 148 | 150
| Glastonbury | *** Three Mile Road | T-Mobile | Crown | monopole | 116 | 150
| Glastonbury | *** Three Mile Road | Verizon | Crown | monopole | 148 | 150
| Glastonbury | *** Three Mile Road | AT&T | Crown Castle | monopole | 138 | 150
| Glastonbury | *** Three Mile Road | Verizon | Crown Castle | monopole | n/a | 150 |  | propane generator
| Glastonbury | *** Three Mile Road | Verizon | Crown Castle | monopole | 148 | 150
| Glastonbury | *** Three Mile Road | T-Mobile | Crown Castle | monopole | 117 | 150
| Glastonbury | *** Three Mile Road | Verizon | Crown Castle | monopole | top | 150
| Glastonbury | *** Three Mile Road | T-Mobile | Crown Castle | monopole | 117 | 150
| Glastonbury | *** Three Mile Road | AT&T | Crown Castle | monopole | 138 | 150
| Glastonbury | *** Three Mile Road | AT&T | Crown Castle | monopole | 138 | 150
| Glastonbury | *** Three Mile Road | Verizon | Crown Castle | monopole | 145 | 150
| Glastonbury | *** Three Mile Road | Sprint | Crown Castle | monopole | 97 | 150
| Glastonbury | *** Three Mile Road | Sigfox | Crown Castle | monopole | 124 | 150
| Glastonbury | *** Three Mile Road | T-Mobile | Crown Castle | monopole | 118 | 150
| Glastonbury | *** Three Mile Road | Verizon | Crown Castle | monopole | 144 | 150 | yes
Docket No. 16 | Glastonbury | *** Bell Street | Greater Hartford CATV, Inc | Greater Hartford CATV, Inc | self-support lattice | 85 | 90
| Glastonbury | *** Bell Street | Town of Glastonbury | Greater Hartford CATV, Inc | self-support lattice | 75 | 90
| Glastonbury | *** Bell Street | Cingular | Greater Hartford CATV, Inc | self-support lattice | 88 | 90
| Glastonbury | *** Bell Street | Cingular | Greater Hartford CATV, Inc | self-support lattice | 88 | 90
| Glastonbury | *** Bell Street | Pocket (now MetroPCS) | Greater Hartford CATV, Inc | self-support lattice | 85 | 90
| Glastonbury | *** Bell Street | Clearwire | Greater Hartford CATV, Inc | self-support lattice | 55 | 90
Petition No. 990 | Glastonbury | *** Bell Street | Verizon | Greater Hartford CATV, Inc | self-support lattice | 100 | 104
| Glastonbury | *** Bell Street | AT&T | Cox Communications | self-support lattice | 89 | 104
| Glastonbury | *** Bell Street | AT&T | Cox Communications | self-support lattice |  | 104 |  | diesel generator
| Glastonbury | *** Bell Street | MetroPCS/T-Mobile | InSite Wireless | self-support lattice | 65 | 104
| Glastonbury | *** Bell Street | Verizon | InSite Wireless | self-support lattice | 102 | 104
| Glastonbury | *** Bell Street | T-Mobile | InSite Wireless | self-support lattice | 65 | 104
| Glastonbury | *** Bell Street | AT&T | InSite Wireless | self-support lattice | 90 | 104
| Glastonbury | *** Bell Street | Verizon | InSite Wireless | self-support lattice | 102 | 104
| Glastonbury | *** Bell Street | T-Mobile | InSite Wireless | self-support lattice | 65 | 104
| Glastonbury | *** Bell Street | DISH | InSite Wireless | self-support lattice | 55 | 104 | yes
| Glastonbury | *** Bell Street | ATT | InSite Wireless | self-support lattice | 90 | 104 | yes
Docket No. 359 | Glastonbury | ** Montano Road | T-Mobile | Optasite | monopole | 117 | 120
| Glastonbury | ** Montano Road | Clearwire | Optasite | monopole | 110 | 120
| Glastonbury | ** Montano Road | T-Mobile | Optasite | monopole | 117 | 120
| Glastonbury | ** Montano Road | AT&T | Optasite | monopole | 100 | 120
| Glastonbury | ** Montano Road | Verizon | Optasite | monopole | 90 | 120 |  | diesel generator
| Glastonbury | ** Montano Road | T-Mobile | SBA | monopole | 115 | 119
| Glastonbury | ** Montano Road | AT&T | SBA | monopole | 100 | 119
| Glastonbury | ** Montano Road | Sprint | SBA | monopole | 110 | 119
| Glastonbury | ** Montano Road | Sprint | SBA | monopole
| Glastonbury | ** Montano Road | T-Mobile | SBA | monopole | 117 | 119
| Glastonbury | ** Montano Road | AT&T | SBA | monopole | 100 | 119 | yes
Docket No. 478 | Glastonbury | ** Woodland Street | T-Mobile | Eco-Site, Inc. | monopole | 146 | 150 |  | battery and propane generator
| Glastonbury | ** Woodland Street | AT&T | Eco-Site, Inc. | monopole | 136 | 150 |  | diesel generator | 20-kilowatt
| Glastonbury | ** Woodland Street | DISH | Eco-Site, Inc. | monopole | 125 | 150 | yes
| Glastonbury | ** Woodland Street | Verizon | Eco-Site, Inc. | monopole | 115 | 150 | yes | diesel generator | 50-kilowatt
Docket No. 63 | Glastonbury | Birch Mountain Road | DEP | DEP | self-support lattice | 117 | 120
| Glastonbury | Birch Mountain Road | DPS,DEP,OEM | DPS | self-support lattice |  | 120
Petition No. 49 | Glastonbury | Birch Mountain Road | SNET | SNET | self-support lattice | 118 | 125
| Glastonbury | Birch Mountain Road | SNET/SCLP | SNET/SCLP | self-support lattice | 132 | 125
| Glastonbury | Birch Mountain Road | SNET/SCLP | SNET/SCLP | self-support lattice | 127.4 | 125
| Glastonbury | Birch Mountain Road | SNET/Cingular | SNET/SCLP | self-support lattice | 128.5 | 125
| Glastonbury | Birch Mountain Road | AT&T | Pinnacle | self-support lattice | 130 | 199
| Glastonbury | Birch Mountain Road | Cingular/AT&T | Pinnacle | self-support lattice | 130 | 199
| Glastonbury | Birch Mountain Road | Cingular | AT&T | self-support lattice | 130 | 125
| Glastonbury | Birch Mountain Road | AT&T | AT&T | self-support lattice | 128 | 125
| Glastonbury | Birch Mountain Road | AT&T | AT&T | self-support lattice |  |  |  | diesel generator | 30-kW
| Glastonbury | Birch Mountain Road | AT&T | SNET | self-support lattice | 128 | 125
| Glastonbury | Birch Mountain Road | VoiceStream | Pinnacle Towers Inc. | self-support lattice | 177.5 | 180
| Glastonbury | Birch Mountain Road | T-Mobile | Cellco | self-support lattice | 177.5 | 180
| Glastonbury | Birch Mountain Road | Sprint | Crown Castle | self-support lattice |  | 199
| Glastonbury | Birch Mountain Road | T-Mobile | Crown Castle | self-support lattice | 183 | 200
| Glastonbury | Birch Mountain Road | T-Mobile | Crown Castle | self-support lattice | 183 | 200
| Glastonbury | Birch Mountain Road | Sprint | Crown Castle | self-support lattice | 170 | 200
| Glastonbury | Birch Mountain Road | Sprint | Crown Castle | self-support lattice | 170 | 200
| Glastonbury | Birch Mountain Road | T-Mobile | Crown Castle | self-support lattice | 182 | 200
| Glastonbury | Birch Mountain Road | DRW-NX | Crown Castle | self-support lattice | 190 | 200
| Glastonbury | Birch Mountain Road | DISH | Crown Castle | self-support lattice | 134 | 200 | yes
Docket No. 58 | Glastonbury | Birch Mountain Road | BAM | Micheal Glassner Electrical Con | guyed-lattice | 180 | 220
| Glastonbury | Birch Mountain Road | BAM | Michael Glassner Elec. Cont. | guyed-lattice | 115 | 220
| Glastonbury | Birch Mountain Road | BAM | Michael Glassner Elec. Cont. | guyed-lattice | n/a | 220
| Glastonbury | Birch Mountain Road | Verizon | Michael Glassner Elec. Cont. | guyed-lattice | 166 | 220
| Glastonbury | Birch Mountain Road | Verizon | Michael Glassner Elec. Cont. | guyed-lattice | 166 | 220
| Glastonbury | Birch Mountain Road | Verizon | Michael Glassner Elec. Cont. | guyed-lattice | 155 | 220
| Glastonbury | Birch Mountain Road | Verizon | Michael Glassner Elec. Cont. | guyed-lattice | 125 | 220
| Glastonbury | Birch Mountain Road | Verizon | M&R Glassner Family LLC | guyed-lattice | 165 | 220
| Glastonbury | Birch Mountain Road | Verizon | M&R Glassner Family III, LLC | guyed-lattice | 165 | 225
| Glastonbury | Birch Mountain Road | Verizon | M&R Glassner Family III, LLC | guyed-lattice | 165 | 225 | yes
Docket No. 260 | Goshen | *** Brush Hill Road | Sprint | Sprint | monopole | 195 | 195
| Goshen | *** Brush Hill Road | Sprint | Bay Communications | monopole | 195 | 195
| Goshen | *** Brush Hill Road | Verizon | Bay Communications | monopole | 185 | 195
| Goshen | *** Brush Hill Road | Verizon | Bay Communications | monopole | 185 | 195
| Goshen | *** Brush Hill Road | Cingular | Bay Communications | monopole | 175 | 195
| Goshen | *** Brush Hill Road | Verizon | Bay Communications | monopole | 181 | 195
| Goshen | *** Brush Hill Road |  | SBA Communications | monopole |  | 195
| Goshen | *** Brush Hill Road | Sprint | SBA Communications | monopole | 193 | 195
| Goshen | *** Brush Hill Road | Verizon | SBA Communications | monopole | 185 | 195
| Goshen | *** Brush Hill Road | AT&T | SBA Communications | monopole | 172.5 | 195
| Goshen | *** Brush Hill Road | Sprint | SBA Communications | monopole | 195 | 195
| Goshen | *** Brush Hill Road | T-Mobile | SBA Communications | monopole | 160 | 195 |  | propane generator | 75 kW
| Goshen | *** Brush Hill Road | Sprint | SBA | monopole | 195 | 195
| Goshen | *** Brush Hill Road | AT&T | SBA | monopole | 173 | 195
Petition No. 1432 | Goshen | *** Old Middle Street | AT&T | AT&T | light pole | 27 , 30 | 30
Docket No. 337 | Goshen | *** North Road | Verizon | Verizon | monopole | 150 | 150
| Goshen | *** North Road | Verizon | Verizon | monopole | 150 | 150
| Goshen | *** North Road | AT&T | Verizon | monopole | 137 | 150 |  | diesel generator
| Goshen | *** North Road | Verizon | Verizon | monopole | 150 | 150
| Goshen | *** North Road | T-Mobile | Verizon | monopole | 138 | 150 |  | diesel generator | 25kilowatt
| Goshen | *** North Road | Verizon | Verizon | monopole | 150 | 150
Sub-Petition No. 1133 | Goshen | *** North Road | AT&T | Verizon | monopole | 160 | 165 |  | diesel generator | 20-kilowatt
| Granby | ** North Granby Road | Nextel/SCLP | Nextel | monopole | 135 | 150
| Granby | ** North Granby Road | Omni | Nextel | monopole | 120 | 150
| Granby | ** North Granby Road | SCLP | Nextel | monopole | 140 | 150
| Granby | ** North Granby Road | AT&T | Nextel | monopole | 100 | 150
| Granby | ** North Granby Road | SNET/Cingular | Nextel | monopole | 140 | 150
| Granby | ** North Granby Road | T-Mobile | American Tower | monopole | 120 | 150
| Granby | ** North Granby Road | Cingular/AT&T | American Tower | monopole | 100 | 150
| Granby | ** North Granby Road | Pocket (now MetroPCS) | American Tower | monopole | 100 | 150
| Granby | ** North Granby Road | Cingular | American Tower | monopole | 140 | 150
| Granby | ** North Granby Road | Sprint | American Tower | monopole |  | 150 |  | fuel cell backup
| Granby | ** North Granby Road | AT&T | TowerCo, LLC | monopole | 140 | 150
| Granby | ** North Granby Road | Sprint | SBA | monopole | 126 | 150
| Granby | ** North Granby Road | Sprint | SBA | monopole | 128 | 150
| Granby | ** North Granby Road | AT&T | SBA | monopole | 140 | 150
| Granby | ** North Granby Road | T-Mobile | SBA | monopole | 115 | 150
| Granby | ** North Granby Road | AT&T | SBA | monopole | 140 | 150
| Granby | ** North Granby Road | T-Mobile | SBA | monopole | 115 | 150 | yes
| Granby | ** North Granby Road | Verizon | SBA | monopole | 126 | 150 | yes | diesel generator | 50-kilowatt
| Granby | *** Lost Acres Road | Verizon | SBA Towers II, LLC | self-support lattice | 160 | 160
Petition No. 916 | Granby | *** Lost Acres Road | AT&T | SBA Towers II, LLC | self-support lattice | 170 | 170
| Granby | *** Lost Acres Road | Verizon | SBA Towers II, LLC | self-support lattice | 160 | 170
| Granby | *** Lost Acres Road | AT&T | SBA | self-support lattice | 170 | 170
| Granby | *** Lost Acres Road | Verizon | SBA | self-support lattice | 160 | 170
| Granby | *** Lost Acres Road | AT&T | SBA | self-support lattice | 170 | 170
| Granby | *** Lost Acres Road | T-Mobile | SBA | self-support lattice | 150 | 170 | yes | diesel generator | 25-kilowatt
| Granby | *** Lost Acres Road | DISH | SBA | self-support lattice | 140 | 170 | yes
Docket No. 263 | Granby | ** Higley Road | AT&T | AT&T | monopole | 120 | 120
| Granby | ** Higley Road | New Cingular | New Cingular | monopole | 120 | 120
| Granby | ** Higley Road | T-Mobile | New Cingular | monopole | 107 | 120
| Granby | ** Higley Road | Verizon | New Cingular | monopole | 97 | 120
| Granby | ** Higley Road | Verizon | New Cingular/AT&T | monopole | 97 | 120
| Granby | ** Higley Road | AT&T | New Cingular/AT&T | monopole | 120 | 120
| Granby | ** Higley Road | T-Mobile | New Cingular | monopole | 110 | 120
Petition No. 724 | Granby | ** Petersen Road | Cingular | CL&P | utility pole | 100 | 100
Docket No. 263 | Granby | * Upper Meadow Road | AT&T | AT&T | monopole | 150 | 150
| Granby | * Upper Meadow Road | Verizon | Verizon | monopole |  | 150
| Granby | * Upper Meadow Road | Verizon | Verizon | monopole | 137 | 150
| Granby | * Upper Meadow Road | Verizon | Verizon | monopole | 147 | 150
| Granby | * Upper Meadow Road | DISH | Verizon | monopole | 125 | 150 | yes
| Granby | * Upper Meadow Road | AT&T | Verizon | monopole | 135 | 150 | yes
| Granby | * Upper Meadow Road | T-Mobile | Verizon | monopole | 115 | 150 | yes
Docket No. 86 | Greenwich | **** North Street | BAM | BAM | monopole | 195 | 195
| Greenwich | **** North Street | BAM | BAM | monopole | 177 | 175
| Greenwich | **** North Street | BAM/BAM NY | BAM | monopole | 175 | 175
| Greenwich | **** North Street | BAM/SCLP | BAM | monopole | 167 | 175
| Greenwich | **** North Street | BAM/Nextel | BAM | monopole | 157 | 175 |  | generator
| Greenwich | **** North Street | Cingular Interactive | BAM | monopole | 120 | 175
| Greenwich | **** North Street | Omni | Crown | monopole | 145 | 175
Petition No. 518 | Greenwich | **** North Street | Crown | Crown | monopole |  | 175
| Greenwich | **** North Street | Cingular | Crown | monopole | 167 | 175
| Greenwich | **** North Street | T-Mobile | Crown | monopole | 145 | 175
| Greenwich | **** North Street | AT&T | Crown | monopole | 125 | 175
| Greenwich | **** North Street | Verizon | Crown | monopole | 175 | 175
| Greenwich | **** North Street | New Cingular | Crown | monopole | 168 | 175
| Greenwich | **** North Street | Sprint/Nextel | Crown | monopole | 158 | 175
| Greenwich | **** North Street | Verizon | Crown | monopole | 175 | 175
| Greenwich | **** North Street | AT&T | Crown | monopole | 167 | 175
| Greenwich | **** North Street | AT&T | Crown Castle | monopole | 167 | 175
| Greenwich | **** North Street | Verizon | Crown Castle | monopole | 176 | 175
| Greenwich | **** North Street | T-Mobile | Crown Castle | monopole | 145 | 175
| Greenwich | **** North Street | T-Mobile | Crown Castle | monopole | 144 | 175
| Greenwich | **** North Street | AT&T | Crown Castle | monopole | 168 | 175
| Greenwich | **** North Street | Verizon | Crown Castle | monopole | 175 | 175
| Greenwich | **** North Street | AT&T | Crown Castle | monopole |  |  |  | diesel generator | 20-kilowatt
| Greenwich | **** North Street | T-Mobile | Crown Castle | monopole | 145 | 175
Petition No. 1518 | Greenwich | **** North Street | DISH | Crown Castle | monopole | 154 | 175 | yes
| Greenwich | **** North Street | Verizon | Crown Castle | monopole | 175 | 175 | yes
| Greenwich | **** North Street | Verizon | Crown Castle | monopole | 175 | 175
Docket No. 120 | Greenwich | **** East Putnam Avenue | BAM | Wind Building | rooftop | 49 | 42
| Greenwich | **** East Putnam Avenue | BAM | Wind Building | rooftop | 47 | 42
| Greenwich | **** East Putnam Avenue | Verizon | Wind Building | rooftop | 47 | 42
| Greenwich | **** East Putnam Avenue | Verizon | Wind Building | rooftop | 45 | 42
| Greenwich | **** East Putnam Avenue | Clearwire | Wind Building | rooftop | 51 | 42
| Greenwich | **** East Putnam Avenue | Verizon | Wind Building | rooftop | 45 | 42
| Greenwich | **** East Putnam Avenue | Verizon | Fountainhead Properties LLC | rooftop | 45 | 42
| Greenwich | **** East Putnam Avenue | T-Mobile | Fountainhead Properties LLC | rooftop | 50 | 42
| Greenwich | **** East Putnam Avenue | Verizon | Fountainhead Properties LLC | rooftop | 45 | 42
| Greenwich | **** East Putnam Avenue | Sprint | Fountainhead Properties LLC | rooftop
| Greenwich | **** East Putnam Avenue | Sprint | Metro Mobile CTS of Fairfield County, Inc. | rooftop | 51 | 42
| Greenwich | **** East Putnam Avenue | DISH | Metro Mobile CTS of Fairfield County, Inc. | rooftop | 44 | 42 | yes
| Greenwich | **** East Putnam Avenue | Verizon | Fountainhead Properties LLC | rooftop | 45 | 42 | yes
| Greenwich | **** East Putnam Avenue | Verizon | Fountainhead Properties LLC | rooftop | 45 | 42
| Greenwich | **** King Street | BAM | Greenwich, Town of | self-support lattice | 102 | 100
| Greenwich | **** King Street | Verizon | Greenwich, Town of | self-support lattice | 98 | 100
| Greenwich | **** King Street | Verizon | Greenwich, Town of | self-support lattice | 98 | 100
| Greenwich | **** King Street | AT&T | Greenwich, Town of | self-support lattice | 88 | 100
| Greenwich | **** King Street | Verizon | Greenwich, Town of | self-support lattice | 98 | 100
| Greenwich | **** King Street | Verizon | Greenwich, Town of | self-support lattice | 98 | 100
| Greenwich | **** King Street | Verizon | Greenwich, Town of | self-support lattice | 98 | 100
| Greenwich | **** King Street | AT&T | Greenwich, Town of | self-support lattice | 88 | 100
| Greenwich | **** King Street | Verizon | Greenwich, Town of | self-support lattice | 98 | 100 | yes
| Greenwich | ** Ritch Avenue West | Cingular | Cingular | monopole | 64 | 70
Docket No 414 | Greenwich | ** Ritch Avenue West | AT&T | Verizon | monopole | 67 | 77
Docket No. 414 | Greenwich | ** Ritch Avenue West | T-Mobile | Verizon | monopole | 77 | 77
Docket No. 414 | Greenwich | ** Ritch Avenue West | Verizon | Verizon | monopole | 57 | 77 |  | diesel generator
| Greenwich | ** Ritch Avenue West | Verizon | Verizon | monopole | 57 | 77
| Greenwich | ** Ritch Avenue West | AT&T | Verizon | monopole |  | 77 |  | diesel generator
| Greenwich | ** Ritch Avenue West | Verizon | Verizon | monopole | 57 | 77
| Greenwich | ** Ritch Avenue West | AT&T | American Tower Corporation | monopole | 67 | 76.7
| Greenwich | ** Ritch Avenue West | T-Mobile | American Tower Corporation | monopole | 77 | 77
| Greenwich | ** Ritch Avenue West | Verizon | American Tower Corporation | monopole | 57 | 77
| Greenwich | ** Ritch Avenue West | AT&T | American Tower Corporation | monopole | 67 | 77
| Greenwich | ** Ritch Avenue West | Verizon | American Tower Corporation | monopole | 57 | 77
| Greenwich | ** Ritch Avenue West | AT&T | American Tower Corporation | monopole | 67 | 77
| Greenwich | ** Ritch Avenue West | T-Mobile | American Tower Corporation | monopole | 77 | 77
| Greenwich | ** Ritch Avenue West | AT&T | American Tower Corporation | monopole | 67 | 77
| Greenwich | ** Ritch Avenue West | T-Moble | American Tower Corporation | monopole | 77 | 77
| Greenwich | ** Ritch Avenue West | DISH | American Tower Corporation | monopole | 45 | 77 | yes
| Greenwich | ** Ritch Avenue West | Verizon | American Tower Corporation | monopole | 57 | 77 | yes
Petition No. 1452 | Ghreenwich | ** Drinkwater Place | AT&T | Eversource | utility pole | 40 | 38 | yes
Docket No. 50 | Greenwich | *** Riversville Road | New York SMSA LP | New York SMSA LP | monopole | 152 | 150
| Greenwich | *** Riversville Road | SNET/SCLP | SNET/SCLP | monopole
| Greenwich | *** Riversville Road | SNET/SCLP | SNET/SCLP | monopole | 152.47 | 150
| Greenwich | *** Riversville Road | BAM | SNET/SCLP | monopole | 132 | 150
| Greenwich | *** Riversville Road | Nextel | SNET/SCLP | monopole | 107 | 150
| Greenwich | *** Riversville Road | SCLP/Omni | SNET/SCLP | monopole | 162 | 150
Petition No. 495 | Greenwich | *** Riversville Road | SCLP | SCLP | monopole | 150 | 150
| Greenwich | *** Riversville Road | VoiceStream | SCLP | monopole | 160 | 160
| Greenwich | *** Riversville Road | Cingular | SCLP | monopole | 150 | 160
| Greenwich | *** Riversville Road | T-Mobile | SNET | monopole | 160 | 160
| Greenwich | *** Riversville Road | Cingular | SNET | monopole | 150 | 160
| Greenwich | *** Riversville Road | Verizon | SNET | monopole | 140 | 160
| Greenwich | *** Riversville Road | Cingular/AT&T | SNET | monopole | 150 | 160
| Greenwich | *** Riversville Road | T-Mobile | SNET | monopole | 163 | 160
| Greenwich | *** Riversville Road | Verizon | SNET | monopole | 140 | 160
| Greenwich | *** Riversville Road | AT&T | SNET | monopole | 150 | 160
| Greenwich | *** Riversville Road | T-Mobile | SNET | monopole | 163 | 160
| Greenwich | *** Riversville Road | Verizon | SNET | monopole | 140 | 160
| Greenwich | *** Riversville Road | T-Mobile | AT&T | monopole | 163 | 160
| Greenwich | *** Riversville Road | Sprint | AT&T | monopole | 122 | 160
| Greenwich | *** Riversville Road | Sprint | AT&T | monopole | 122 | 160
| Greenwich | *** Riversville Road | Verizon | AT&T | monopole | 142 | 160
| Greenwich | *** Riversville Road | T-Mobile | Crown | monopole | 160 | 160
| Greenwich | *** Riversville Road | AT&T | Crown Castle | monopole | 160 | 160
| Greenwich | *** Riversville Road | AT&T | Crown Castle | monopole | 149 | 160
| Greenwich | *** Riversville Road | Verizon | Crown Castle | monopole | 142 | 160
| Greenwich | *** Riversville Road | Sprint | Crown Castle | monopole | 122 | 160
| Greenwich | *** Riversville Road | AT&T | Crown Castle | monopole | 149 | 160
| Greenwich | *** Riversville Road | T-Mobile | Crown Castle | monopole | 160 | 160
| Greenwich | *** Riversville Road | Verizon | Crown Castle | monopole | 140 | 160
| Greenwich | *** Riversville Road | T-Mobile | Crown Castle | monopole | 160 | 160 | yes
| Greenwich | *** Riversville Road | DISH | Crown Castle | monopole | 132 | 160 | yes
| Greenwich | *** Riversville Road | Verizon | Crown Castle | monopole | 140 | 160
| Greenwich | *** Riversville Road | Verizon | Crown Castle | monopole | 140 | 160
| Greenwich | *** Riversville Road | AT&T | Crown Castle | monopole |  | 160 |  | diesel generator | 30-kW
Docket No. 309 | Greenwich | *** Round Hill Road | Verizon - PCS | Verizon | monopole | 110 | 115
Docket No. 309 | Greenwich | *** Round Hill Road | New Cingular | Verizon | monopole | 90 | 115
Docket No. 309 | Greenwich | *** Round Hill Road | Verizon - cellular | Verizon | monopole | 100 | 115
| Greenwich | *** Round Hill Road | AT&T | Verizon | monopole | 88 | 115
| Greenwich | *** Round Hill Road | Verizon | Verizon | monopole | 110, 100 | 115
| Greenwich | *** Round Hill Road | AT&T | Verizon | monopole | 90 | 115
| Greenwich | *** Round Hill Road | AT&T | Verizon | monopole | 90 | 115
Sub-Petition No. 1133 | Greenwich | *** Round Hill Road | Verizon | Verizon | monopole | btw 94'&114' | 115 | yes
Docket No. 309 | Greenwich | *** Round Hill Road | T-Mobile | Verizon | monopole | 110 | 115
Docket No. 309 | Greenwich | *** Round Hill Road | Sprint-Nextel | Verizon | monopole | 100 | 115
Docket No. 309 | Greenwich | *** Round Hill Road | Sprint-Nextel | Verizon | monopole | 90 | 115
| Greenwich | *** Round Hill Road | T-Mobile | Verizon | monopole-stick | 110 | 115
| Greenwich | *** Round Hill Road | T-Mobile | Verizon | monopole-stick
| Greenwich | *** Round Hill Road | Sprint | Verizon | monopole | 100 | 115
| Greenwich | *** Round Hill Road | DISH | Verizon | monopole | 90 | 115 | yes
| Greenwich | *** West Putnam Avenue | SNET/SCLP | Message Center Management | rooftop | 64 | 47
| Greenwich | *** West Putnam Avenue | Cingular | Message Center Management | rooftop | 64 | 47
| Greenwich | *** West Putnam Avenue | Verizon | Message Center Management | rooftop | 55 | 47
| Greenwich | *** West Putnam Avenue | Verizon | Message Center Management | rooftop | 52 | 47
| Greenwich | *** West Putnam Avenue | Verizon | 411 Properties LLC | rooftop | 52 | 47
| Greenwich | *** West Putnam Avenue | Verizon | West Putnam Owner LLC | rooftop | 52 | 47
| Greenwich | *** West Putnam Avenue | T-Mobile | West Putnam Owner LLC | rooftop | 56.9 | 47
| Greenwich | *** West Putnam Avenue | Verizon | West Putnam Owner LLC | rooftop | 52 | 47
| Greenwich | *** West Putnam Avenue | T-Mobile | West Putnam Owner LLC | rooftop | 56.9 | 47 | yes
Petition No. 1010 | Greenwich | *** Valley Road | AT&T | Aquarion Water Co. | water tank | 60 | 49
Docket No. 73 | Greenwich | * Perryridge Road | BAM | Greenwich Hospital | rooftop | 105 | 100
| Greenwich | * Perryridge Road | BAM | Greenwich Hospital | rooftop | 106 | 100
| Greenwich | * Perryridge Road | Verizon | Greenwich Hospital | rooftop | 124 | 164
| Greenwich | * Perryridge Road | Sprint | Greenwich Hospital | rooftop | 154 | 164
| Greenwich | * Perryridge Road | T-Mobile | Greenwich Hospital | monopole | 144 | 164
| Greenwich | * Perryridge Road | Verizon | Greenwich Hospital | monopole | 124 | 164
| Greenwich | * Perryridge Road | Nextel | Greenwich Hospital | monopole | 113 | 164
| Greenwich | * Perryridge Road | Sprint Nextel | Greenwich Hospital | monopole | 154 | 164
| Greenwich | * Perryridge Road | Cingular | Greenwich Hospital | monopole | 134 | 164
| Greenwich | * Perryridge Road | T-Mobile | Greenwich Hospital | monopole | 144 | 164
| Greenwich | * Perryridge Road | Clearwire | Greenwich Hospital | monopole | 154 | 164
| Greenwich | * Perryridge Road | Sprint Nextel | Greenwich Hospital | monopole | 154 | 164
| Greenwich | * Perryridge Road | T-Mobile | Greenwich Hospital | monopole | 144 | 164
| Greenwich | * Perryridge Road | AT&T | Greenwich Hospital | monopole | 134 | 164
| Greenwich | * Perryridge Road | T-Mobile | Greenwich Hospital | monopole | 144 | 164
| Greenwich | * Perryridge Road | Sprint | Greenwich Hospital | monopole | 154 | 164
| Greenwich | * Perryridge Road | Verizon | Greenwich Hospital | monopole | 124 | 164
| Greenwich | * Perryridge Road | Sprint | Greenwich Hospital | monopole | 155 | 164
| Greenwich | * Perryridge Road | Verizon | Greenwich Hospital | monopole | 124 | 164
| Greenwich | * Perryridge Road | AT&T | Greenwich Hospital | monopole | 134 | 164
| Greenwich | * Perryridge Road | T-Mobile | Greenwich Hospital | monopole | 144 | 164
| Greenwich | * Perryridge Road | Eversource | Greenwich Hospital | monopole | 114 | 164 |  |  | existing generator
| Greenwich | * Perryridge Road | Verizon | Greenwich Hospital | monopole | 124 | 164
| Greenwich | * Perryridge Road | AT&T | Greenwich Hospital | monopole | 134 | 164
| Greenwich | * Perryridge Road | AT&T | Greenwich Hospital | monopole | 134 | 164
| Greenwich | * Perryridge Road | AT&T | Greenwich Hospital | monopole | 134 | 164
| Greenwich | * Perryridge Road | Verizon | Greenwich Hospital | monopole | 124 | 164
| Greenwich | * Perryridge Road | T-Mobile | Greenwich Hospital | monopole | 144 | 164
| Greenwich | * Perryridge Road | Verizon | Greenwich Hospital | monopole | 124 | 164
| Greenwich | * Perryridge Road | T-Mobile | Greenwich Hospital | monopole | 144 | 164
| Greenwich | * Perryridge Road | Dish | Greenwich Hospital | monopole | 99 | 164 | yes
Petition No. 1501 | Greenwich | Indian Field Road/I-** overpass | AT&T | AT&T | utility pole | 42 | 43
Petition No. 1502 | Greenwich | ROW along Davis Avenue between the Metro-North Railroad and I-** right-of-way | AT&T | AT&T | utility pole | 42 | 43
Docket No. 150 | Greenwich | Butternut Hollow Road | DPS | DPS | self-support lattice | 177 | 180
Docket No. 150 | Greenwich | Butternut Hollow Road | BAM | DPS | self-support lattice | 100 | 180
| Greenwich | Butternut Hollow Road | CL&P/NU | DPS | self-support lattice | 165 | 180
| Greenwich | Butternut Hollow Road | SNET/SCLP | DPS | self-support lattice | 105 | 180
| Greenwich | Butternut Hollow Road | DPS | DPS | self-support lattice | 105 | 180
| Greenwich | Butternut Hollow Road | Omni | DPS | self-support lattice | 130 | 180
| Greenwich | Butternut Hollow Road | SCLP | DPS | self-support lattice | 150 | 180
| Greenwich | Butternut Hollow Road | AT&T Wireless | DPS | self-support lattice | 144 | 180
| Greenwich | Butternut Hollow Road | AT&T Wireless | DPS | self-support lattice |  | 180
| Greenwich | Butternut Hollow Road | Verizon | DPS | self-support lattice | 130 | 180
| Greenwich | Butternut Hollow Road | Cingular | DPS | self-support lattice | 150 | 180
| Greenwich | Butternut Hollow Road | T-Mobile | DPS | self-support lattice | 130 | 180
| Greenwich | Butternut Hollow Road | AT&T Wireless | DPS | self-support lattice |  | 180
| Greenwich | Butternut Hollow Road | Verizon | DPS | self-support lattice | 130 | 180
| Greenwich | Butternut Hollow Road | Cingular | DPS | self-support lattice | 148 | 180
| Greenwich | Butternut Hollow Road | Cingular/AT&T | DPS | self-support lattice | 144 | 180
| Greenwich | Butternut Hollow Road | Verizon | DPS | self-support lattice | 130 | 180
| Greenwich | Butternut Hollow Road | AT&T | DPS | self-support lattice | 148 | 180
| Greenwich | Butternut Hollow Road | Sprint | DPS | self-support lattice | 117 | 180
| Greenwich | Butternut Hollow Road | Verizon | DPS | self-support lattice | 130 | 180
| Greenwich | Butternut Hollow Road | T-Mobile | DPS | self-support lattice | 138 | 180
| Greenwich | Butternut Hollow Road | AT&T | DPS | self-support lattice | 148 | 180
| Greenwich | Butternut Hollow Road | T-Mobile | DPS | self-support lattice | 137 | 180
| Greenwich | Butternut Hollow Road | T-Mobile | DPS | self-support lattice | 137 | 180
| Greenwich | Butternut Hollow Road | Verizon | DESPP | self-support lattice | 130 | 180
| Greenwich | Butternut Hollow Road | T-Mobile | CSP | self-support lattice | 137 | 180
| Greenwich | Butternut Hollow Road | T-Mobile | CSP | self-support lattice | 137 | 180
| Greenwich | Butternut Hollow Road | Sprint | CSP | self-support lattice | 115 | 180
| Greenwich | Butternut Hollow Road | AT&T | CSP | self-support lattice | 148 | 180
| Greenwich | Butternut Hollow Road | Verizon | CSP | self-support lattice | 126 | 180
Petition No. 1594 | Greenwich | ** Doubling Road | Verizon | Verizon | Rooftop (Faux Chimney) | 49, 52 | 56 | yes | natural gas | 750-kilowatt owned by by GCC
Petition No. 466 | Greenwich | Sound Shore Drive | VoiceStream | CL&P | monopole | 162 | 140
| Greenwich | Sound Shore Drive | T-Mobile | CL&P | monopole | 161, 152 | 140
| Greenwich | Sound Shore Drive | T-Mobile | CL&P | monopole | 161 | 140
| Greenwich | Sound Shore Drive | Verizon | CL&P | monopole | 140 | 150 | yes
Petition no. 467 | Greenwich | Sound Beach Avenue | AT&T Wireless | CL&P | utility pole | 107 | 95
| Greenwich | Sound Beach Avenue | AT&T Wireless | CL&P | utility pole
| Greenwich | Sound Beach Avenue | AT&T Wireless | CL&P | utility pole | 107 | 95
| Greenwich | Sound Beach Avenue | Cingular | CL&P | utility pole | 105 | 95
| Greenwich | Sound Beach Avenue | AT&T | CL&P | utility pole | 105 | 95
| Greenwich | Sound Beach Avenue | AT&T | Eversource | utility pole | 105 | 95
| Greenwich | Sound Beach Avenue | AT&T | Eversource | utility pole | 105 | 95
Petition No. 526 | Greenwich | Sound Beach Avenue | VoiceStream | CL&P | utility pole | 110 | 95
| Greenwich | Sound Beach Avenue | T-Mobile | CL&P | utility pole | 110 | 95
| Greenwich | Sound Beach Avenue | T-Mobile | CL&P | utility pole | 110 | 95
Petition No. 399 | Greenwich | Sound Shore Drive | Sprint | CL&P | utility pole | 148 | 133
| Greenwich | Sound Shore Drive | Verizon | CL&P | utility pole | 138 | 133
| Greenwich | Sound Shore Drive | Sprint iDEN | CL&P | utility pole | 148 | 133
| Greenwich | Sound Shore Drive | Verizon | CL&P | utility pole | 139 | 133
| Greenwich | Sound Shore Drive | Sprint | CL&P | utility pole | 148 | 133
| Greenwich | Sound Shore Drive | Sprint | CL&P | utility pole | 148 | 133
| Greenwich | Sound Shore Drive | Verizon | CL&P | utility pole | 139 | 129
| Greenwich | Sound Shore Drive | Sprint | CL&P | utility pole | 148 | 133
Petition No. 443 | Greenwich | Sound Shore Drive | AT&T Wireless | CL&P | utility pole | 120 | 99
| Greenwich | Sound Shore Drive | AT&T Wireless | CL&P | utility pole | 120 | 99
| Greenwich | Sound Shore Drive | AT&T Wireless | CL&P | utility pole | n/a | 99
| Greenwich | Sound Shore Drive | Cingular | CL&P | utility pole | 120 | 99
| Greenwich | Sound Shore Drive | AT&T | CL&P | utility pole | 120 | 99
| Greenwich | Sound Shore Drive | AT&T | CL&P | utility pole | n/a | 99 |  | diesel generator
Petition No. 443A | Greenwich | Sound Shore Drive | AT&T | CL&P | utility pole | 160 | 150 |  | 50 kW diesel generator
| Griswold | *** Bishop Crossing | SCLP | SBA Inc | monopole | 147 | 150
| Griswold | *** Bishop Crossing | AT&T Wireless | SBA Inc | monopole | 107 | 150
| Griswold | *** Bishop Crossing | Cingular | SBA Inc | monopole | 147 | 150
| Griswold | *** Bishop Crossing | Cingular/AT&T | SBA Inc | monopole | 107 | 150
| Griswold | *** Bishop Crossing | Verizon | SBA Inc | monopole | 107 | 150
| Griswold | *** Bishop Crossing | Cingular | SBA Inc | monopole | 151 | 150
| Griswold | *** Bishop Crossing | MetroPCS | SBA Inc | monopole | 141 | 150
| Griswold | *** Bishop Crossing | Sprint | SBA Inc | monopole |  | 150
| Griswold | *** Bishop Crossing | AT&T | SBA Inc | monopole | 150 | 150
| Griswold | *** Bishop Crossing | Sprint | SBA Inc | monopole | 117 | 150
| Griswold | *** Bishop Crossing | AT&T | SBA Inc |  |  |  |  | diesel generator | 30-kilowatt
| Griswold | *** Bishop Crossing | AT&T | SBA Inc | monopole | 150 | 150
| Griswold | *** Bishop Crossing | DISH | SBA Inc | monopole | 132 | 150 | yes
| Griswold | **** Voluntown Road | AT&T | Sprint Sites | monopole | 167 | 180
| Griswold | **** Voluntown Road | Verizon | Sprint Sites | monopole | 157 | 180
| Griswold | **** Voluntown Road | Cingular | Sprint Sites | monopole | 167 | 180
| Griswold | **** Voluntown Road | Verizon | Crown Castle | monopole | 157 | 180
| Griswold | **** Voluntown Road | Sprint | Crown Castle | monopole |  | 180
| Griswold | **** Voluntown Road | AT&T | Crown Castle | monopole | 167 | 180
| Griswold | **** Voluntown Road | Verizon | Crown Castle | monopole | 157 | 179.5
| Griswold | **** Voluntown Road | Sprint | Crown Castle | monopole | 177 | 180
| Griswold | **** Voluntown Road | AT&T | Crown Castle | monopole | 165 | 180
| Griswold | **** Voluntown Road | DISH | Crown Castle | monopole | 147 | 180 | yes
| Griswold | **** Voluntown Road | AT&T | Crown Castle | monopole |  | 180 |  | diesel generator | 30-kilowatt
Docket No. 196 | Griswold | route ***/route *** | Verizon | Verizon/Crown Atlantic | monopole | 197 | 199
| Griswold | route ***/route *** |  | Verizon | monopole |  | 199
| Griswold | **** Glasgo Road | T-Mobile | Mariner Tower | guyed-lattice | 185 | 195
| Griswold | **** Glasgo Road | Sprint | SBA | monopole |  | 195
| Griswold | **** Glasgo Road | T-Mobile | SBA | guyed-lattice | 185 | 195
| Griswold | **** Glasgo Road | Sprint | SBA | guyed-lattice | 165 | 195
| Griswold | **** Glasgo Road | DISH | SBA | guyed-lattice | 125 | 195 | yes
| Griswold | *** A Norman Road | BAM | Crossroads Site Manag | self-support lattice | 158 | 160 |  | diesel generator
| Griswold | *** A Norman Road | Omni | Crossroads Site | self-support lattice | 150 | 160
| Griswold | *** A Norman Road | AT&T | Crossroads Site Manag | self-support lattice | 138 | 160
| Griswold | *** A Norman Road | T-Mobile | Mariner Tower | self-support lattice | 150 | 160
| Griswold | *** A Norman Road | Verizon | Mariner Tower | self-support lattice | 158 | 160
| Griswold | *** A Norman Road | Cingular | Mariner Tower | self-support lattice | 138 | 160
| Griswold | *** A Norman Road | Cingular | Mariner Tower | self-support lattice |  | 160
| Griswold | *** A Norman Road | MetroPCS | SBA Inc | self-support lattice | 128 | 160
| Griswold | *** A Norman Road | Verizon | SBA | self-support lattice | 158 | 160
| Griswold | *** A Norman Road | AT&T | SBA | self-support lattice | 135 | 160
| Griswold | *** A Norman Road | AT&T | SBA | self-support lattice |  | 160 |  | diesel generator
| Griswold | *** A Norman Road | Verizon | SBA | self-support lattice | 158 | 160
| Griswold | *** A Norman Road | Verizon | SBA | self-support lattice | 158 | 160
| Griswold | *** A Norman Road | Verizon | SBA | self-support lattice | 158 | 160
| Griswold | *** A Norman Road | T-Mobile | SBA | self-support lattice | 148 | 160
| Griswold | *** A Norman Road | AT&T | SBA | self-support lattice | 135 | 160
| Griswold | *** A Norman Road | AT&T | SBA | self-support lattice |  |  |  | diesel generator | 30-kilowatt
| Griswold | *** A Norman Road | Verizon | SBA | self-support lattice | 158 | 160 | yes
Petition No. 1187 | Griswold | *** Slater Avenue | Verizon | Town of Griswold | rooftop | 38.1 | 28.1
Docket No. 246 | Griswold | ** Yurechko Drive | AT&T | AT&T | monopole | 120 | 120
| Griswold | ** Yurechko Drive | Cingular | AT&T | monopole | 120 | 120
| Griswold | ** Yurechko Drive | AT&T | AT&T | monopole | 118 | 120
| Griswold | ** Yurechko Drive | DISH | AT&T | monopole | 109 | 120 | yes
Petitin No. 1165 | Griswold | ** Main Street | Verizon | Verizon | rooftop | 62.5 | 64.5
Docket No. 330 | Groton | **** Pleasant Valley Road North | T-Mobile | Optasite | monopole | 137 | 140
Petition No. 835 | Groton | **** Pleasant Valley Road North | Verizon | Optasite | monopole | 147 | 150
| Groton | **** Pleasant Valley Road North |  | SBA | monopole |  | 150
| Groton | **** Pleasant Valley Road North | Verizon | SBA | monopole | 149 | 150
| Groton | **** Pleasant Valley Road North | Verizon | SBA | monopole | 147 | 150
| Groton | **** Pleasant Valley Road North | AT&T | SBA | monopole | 127 | 150 |  | diesel generator
| Groton | **** Pleasant Valley Road North | T-Mobile | SBA | monopole | 154 | 150
| Groton | **** Pleasant Valley Road North | AT&T | SBA | monopole | 127 | 150
| Groton | **** Pleasant Valley Road North | Verizon | SBA | monopole | 147 | 150
| Groton | **** Pleasant Valley Road North | AT&T | SBA | monopole | 127 | 150
| Groton | **** Pleasant Valley Road North | Verizon | SBA | monopole | 149 | 150
| Groton | **** Pleasant Valley Road North | T-Mobile | SBA | monopole | 140 | 150
| Groton | **** Pleasant Valley Road North | AT&T | SBA | monopole | 127 | 150
| Groton | **** Pleasant Valley Road North | T-Mobile | SBA | monopole | 140 | 150
| Groton | **** Pleasant Valley Road North | T-Mobile | SBA | monopole | 140 | 150 | yes
| Groton | **** Pleasant Valley Road North | DISH | SBA | monopole | 117 | 150 | yes
Docket No. 230 | Groton | *** Welles Road | Sprint | Sprint Spectrum | monopole | 120 | 120
| Groton | *** Welles Road |  | TowerCo, LLC | monopole |  | 120
| Groton | *** Welles Road | MetroPCS | TowerCo, LLC | monopole | 108 | 120
| Groton | *** Welles Road | Sprint | SBA | monopole | 117 | 120
| Groton | *** Welles Road | Sprint | SBA | monopole | 117 | 120
| Groton | *** Welles Road | T-Mobile | SBA | monopole | 108 | 120
| Groton | *** Welles Road | Sprint | SBA | monopole | 118 | 120
Sub-petition No. 1133 | Groton | *** Welles Road | AT&T | SBA | monopole | 98 | 120 |  | diesel generator | 15kw
Petiton No. 1461 | Groton | *** Welles Road | AT&T | SBA | monopole | 176 | 180 | yes | existing generator to remain | 15-kilowatt (90hrs + 8hr battery backup)
Petiton No. 1461 | Groton | *** Welles Road | Sprint | SBA | monopole | 117.5 | 180 | yes
Petiton No. 1461 | Groton | *** Welles Road | T-Mobile | SBA | monopole | 108 | 180 | yes
| Groton | *** Welles Road | DISH | SBA | monopole | 108 | 180 | yes
| Groton | *** Welles Road | Verizon | SBA | monopole | 150 | 180 | yes | propane generator | 50-kilowatt
Docket No,. 319 | Groton | **** Gold Star Memorial Highway | New Cingular | Optasite | monopole | 130 | 133
Petition No. 822 | Groton | **** Gold Star Memorial Highway | Verizon | Optasite | monopole | 148 | 150
| Groton | **** Gold Star Memorial Highway | n/a | SBA | monopole | n/a | 150
| Groton | **** Gold Star Memorial Highway | Clearwire | SBA | monopole | 138 | 150
| Groton | **** Gold Star Memorial Highway | Verizon | SBA | monopole | 149 | 150
| Groton | **** Gold Star Memorial Highway | AT&T | SBA | monopole | 130 | 150
| Groton | **** Gold Star Memorial Highway | Verizon | SBA | monopole | 150 | 150
| Groton | **** Gold Star Memorial Highway | Verizon | SBA | monopole | 149 | 150
| Groton | **** Gold Star Memorial Highway | T-Mobile | SBA | monopole | 138 | 150 |  | diesel generator | 25kW
| Groton | **** Gold Star Memorial Highway | AT&T | SBA | monopole | 128 | 150
| Groton | **** Gold Star Memorial Highway | T-Mobile | SBA | monopole | 137 | 150 |  | diesel generator | 25kW
| Groton | **** Gold Star Memorial Highway | DISH | SBA | monopole | 117 | 150 | yes
| Groton | **** Gold Star Memorial Highway | AT&T | SBA | monopole | 128 | 150 |  | diesel generator | 30-kilowatts
| Groton | **** Gold Star Memorial Highway | Verizon | SBA | monopole | 150 | 150
Docket No. 343 | Groton | *** Sandy Hollow Road | T-Mobile | MCF Communications | monopole | 127 | 130
| Groton | *** Sandy Hollow Road | n/a | SBA | monopole | n/a | 130
| Groton | *** Sandy Hollow Road | MetroPCS | SBA | monopole | 117 | 130
| Groton | *** Sandy Hollow Road | T-Mobile | SBA | monopole | 129 | 130
| Groton | *** Sandy Hollow Road | T-Mobile | SBA | monopole | 127 | 130
| Groton | *** Sandy Hollow Road | Verizon | SBA | monopole | 117 | 130
| Groton | *** Sandy Hollow Road | DISH | SBA | monopole | 107 | 130 | yes
| Groton | ** Groton Long Point Road | BAM | Groton, Town of | self-support lattice | 110 | 110
| Groton | ** Groton Long Point Road | SCLP | Groton, Town of | self-support lattice | 50 | 110
| Groton | ** Groton Long Point Road | BAM | Groton, Town of | self-support lattice | 100 | 110
Docket No. 175 | Groton | ** Groton Long Point Road | BAM | Groton, Town of | self-support lattice | 146 | 148
Docket No. 175 | Groton | ** Groton Long Point Road | SCLP | Groton, Town of | self-support lattice | 138 | 148
| Groton | ** Groton Long Point Road | SNET/Cingular | Groton, Town of | self-support lattice | 133 | 140
| Groton | ** Groton Long Point Road | Verizon | Groton, Town of | self-support lattice | 140 | 140
| Groton | ** Groton Long Point Road | Cingular | Groton, Town of | self-support lattice | 133 | 140
| Groton | ** Groton Long Point Road | Verizon | Groton, Town of | self-support lattice | 143 | 140
| Groton | ** Groton Long Point Road | AT&T | Groton, Town of | self-support lattice | 133 | 140
| Groton | ** Groton Long Point Road | Verizon | Groton, Town of | self-support lattice | 140 | 140
| Groton | ** Groton Long Point Road | Verizon | Groton, Town of | self-support lattice | 143 | 140
| Groton | ** Groton Long Point Road | Verizon | Groton, Town of | self-support lattice | 140 | 140
| Groton | ** Groton Long Point Road | AT&T | Groton, Town of | self-support lattice | 133 | 140
| Groton | ** Groton Long Point Road | AT&T | Groton, Town of | self-support lattice | 133 | 140
| Groton | ** Groton Long Point Road | Phoenix | Groton, Town of | self-support lattice |  | 140
| Groton | *** Flanders Road | Metricom | Omnipoint & Groton | monopole | 133'8' | 130
| Groton | *** Flanders Road | AT&T Wireless | Omnipoint & Groton | monopole | 137 | 130
| Groton | *** Flanders Road | T-Mobile | Omnipoint & Groton | monopole | 130 | 130
| Groton | *** Flanders Road | Cingular | Omnipoint & Groton | monopole | 121 | 130
| Groton | *** Flanders Road | Verizon | Omnipoint & Groton | monopole | 110 | 130
| Groton | *** Flanders Road | Verizon | Omnipoint & Groton | monopole | 110 | 130
| Groton | *** Flanders Road | T-Mobile | Omnipoint & Groton | monopole | 131 | 130
| Groton | *** Flanders Road | AT&T | Crown Castle | monopole | 121 | 130
| Groton | *** Flanders Road | T-Mobile | Crown Castle | monopole | 132 | 130
| Groton | *** Flanders Road | T-Mobile | Crown Castle | monopole | 132 | 130
| Groton | *** Flanders Road | Verizon | Crown Castle | monopole | 110 | 130
| Groton | *** Flanders Road | AT&T | Crown Castle | monopole | 125 | 130
| Groton | *** Flanders Road | T-Mobile | Crown Castle | monopole | 132 | 130 | yes
| Groton | ** Roberts Road | SCLP | Candid Communications | monopole | 147.5 | 150
| Groton | ** Roberts Road | Sprint | Candid Communications | monopole | 117 | 150
| Groton | ** Roberts Road | AT&T Wireless | Candid Communications | monopole | n/a | 150
| Groton | ** Roberts Road | SNET/Cingular | Candid Communications | monopole | 144 | 145
| Groton | ** Roberts Road | AT&T Wireless | Candid Communications | monopole |  | 145
| Groton | ** Roberts Road | AT&T Wireless | Candid Communications | monopole | 130 | 145
| Groton | ** Roberts Road | Cingular | Candid Communications | monopole | 147 | 150
| Groton | ** Roberts Road | Verizon | Candid Communications | monopole | 135 | 150
| Groton | ** Roberts Road | MetroPCS | Candid Communications | monopole | 102 | 150
| Groton | ** Roberts Road | T-Mobile | Candid Communications | monopole | 125 | 150
| Groton | ** Roberts Road | Sprint | Candid Communications | monopole |  | 150 |  | fuel cell backup
| Groton | ** Roberts Road | Verizon | Crown Castle | monopole | 137 | 150
| Groton | ** Roberts Road | AT&T | Crown Castle | monopole | 144.5 | 150
| Groton | ** Roberts Road | Sprint | Crown Castle | monopole | 117 | 150
| Groton | ** Roberts Road | T-Mobile | Crown Castle | monopole | 126 | 150
| Groton | ** Roberts Road | Verizon | Crown Castle | monopole | 137 | 150
| Groton | ** Roberts Road | Sprint | Crown Castle | monopole | 113 | 150
| Groton | ** Roberts Road | AT&T | Crown Castle | monopole | 144.5 | 150
| Groton | ** Roberts Road | Verizon | Crown Castle | monopole | 137 | 150
| Groton | ** Roberts Road | T-Mobile | Crown Castle | monopole | 126 | 145
| Groton | ** Roberts Road | Verizon | Crown Castle | monopole | 137 | 145
| Groton | ** Roberts Road | AT&T | Crown Castle | monopole | 145 | 145
| Groton | ** Roberts Road | AT&T | Crown Castle | monopole | 145 | 145
| Groton | ** Roberts Road | DISH | Crown Castle | monopole | 98 | 145 | yes
| Groton | ** Roberts Road | AT&T | Crown Castle | monopole |  | 150 |  | diesel generator | 30 kW
| Groton | ** Briar Hill Road | Sprint | Citadel Broadcasting | guyed-lattice | 190 | 250
Petition No. 913 | Groton | ** Briar Hill Road | MetroPCS | Citadel Broadcasting | guyed-lattice | 177 | 250
| Groton | ** Briar Hill Road | Sprint | Citadel Broadcasting | guyed-lattice |  | 250 |  | fuel cell backup
| Groton | ** Briar Hill Road | Sprint | Citadel Broadcasting | guyed-lattice | 187 | 250
| Groton | ** Briar Hill Road | MetroPCS | Citadel Broadcasting | guyed-lattice | 177 | 250
| Groton | ** Briar Hill Road | Sprint | Citadel Broadcasting | guyed-lattice | 187 | 250
| Groton | ** Briar Hill Road | AT&T | Citadel Broadcasting | guyed-lattice | 177 | 250
| Groton | ** Briar Hill Road | T-Mobile | Citidel Broadcasting | guyed-lattice | 177 | 250
| Groton | ** Briar Hill Road | T-Mobile | Citidel Broadcasting | guyed-lattice | 177 | 250
| Groton | ** Briar Hill Road | T-Mobile | Citidel Broadcasting | guyed-lattice | 177 | 250
| Guilford | ** Tanner Marsh Road | Metro Media Paging | Comm. TV (aka Heritage Cable) | self-support lattice | 60 | 94
| Guilford | ** Tanner Marsh Road | Comm. TV (aka Heritage Cable) | Comm. TV (aka Heritage Cable) | self-support lattice |  | 94
| Guilford | ** Tanner Marsh Road | TCI/Sprint | TCI of South Central CT | self-support lattice | 90,70 | 90
| Guilford | ** Tanner Marsh Road | Sprint | CTI Towers | self-support lattice | 88 | 90
Petition No. 1066 | Guilford | ** Tanner Marsh Road | Verizon | CTI Towers | monopole |  | 150
| Guilford | ** Tanner Marsh Road | Sprint | CTI Towers | monopole | 140 | 150
| Guilford | ** Tanner Marsh Road | Verizon | IWG Tower Assets I LLC | monopole | top | 150
| Guilford | ** Tanner Marsh Road | Verizon | American Tower Corporation | monopole | 150 | 150
Docket No. 44 | Guilford | ** Tanner Marsh Road | SNET Cellular | SNET Cellular | monopole | 150 | 150
| Guilford | ** Tanner Marsh Road | SNET/SCLP | SNET/SCLP | monopole | 158.27 | 150
| Guilford | ** Tanner Marsh Road | SNET/SCLP | SNET/SCLP | monopole
| Guilford | ** Tanner Marsh Road | SNET/SCLP | SNET/SCLP | monopole |  | 150
| Guilford | ** Tanner Marsh Road | SNET/SCLP/WMNR | SNET/SCLP | monopole | 110 | 150
| Guilford | ** Tanner Marsh Road | SCLP/Omni | SNET Cellular | monopole | 162 | 150
| Guilford | ** Tanner Marsh Road | Cingular | SNET Cellular | monopole | 152 | 150
| Guilford | ** Tanner Marsh Road | Pocket (now MetroPCS) | SNET Cellular | monopole | 119 | 150
| Guilford | ** Tanner Marsh Road | Cingular | SNET Cellular | monopole | 152 | 150
| Guilford | ** Tanner Marsh Road | T-Mobile | SNET Cellular | monopole | 163 | 150
| Guilford | ** Tanner Marsh Road | AT&T | SNET Cellular | monopole | 152 | 150
Petition No. 1021 | Guilford | ** Tanner Marsh Road | Town of Guilford public safety | American Tower | self-support lattice | var. | 190
| Guilford | ** Tanner Marsh Road | Enertrac | American Tower | self-support lattice | 190 | 190
| Guilford | ** Tanner Marsh Road | T-Mobile | American Tower | self-support lattice | 175 | 190
| Guilford | ** Tanner Marsh Road | AT&T | American Tower | self-support lattice | 166 | 190
| Guilford | ** Tanner Marsh Road | T-Mobile | American Tower Corporation | self-support lattice | 175 | 190
| Guilford | ** Tanner Marsh Road | AT&T | American Tower Corporation | self-support lattice | 166 | 191
| Guilford | ** Tanner Marsh Road | AT&T | American Tower Corporation | self-support lattice | 166 | 191
| Guilford | ** Tanner Marsh Road | AT&T | American Tower Corporation | monopole | 166 | 190
| Guilford | ** Tanner Marsh Road | AT&T | American Tower Corporation | monopole | 166 | 190
| Guilford | ** Tanner Marsh Road | DISH | American Tower Corporation | self-support lattice | 105 | 190 | yes
Docket No. 56 | Guilford | Long Hill Rd/*** Manor Road | BAM | BAM | monopole | 150 | 150
| Guilford | Long Hill Rd/*** Manor Road | BAM/SCLP | BAM | monopole | 134 | 150
| Guilford | Long Hill Rd/*** Manor Road | BAM | BAM | monopole | 150 | 150
| Guilford | Long Hill Rd/*** Manor Road | BAM | Crown Atlanic Co. LLC
| Guilford | Long Hill Rd/*** Manor Road | SNET/Cingular | Crown Atlantic | monopole | 140 | 150
| Guilford | Long Hill Rd/*** Manor Road | AT&T | Crown Atlantic | monopole |  | 150
| Guilford | Long Hill Rd/*** Manor Road | Sprint | Crown Atlantic | monopole |  | 150
| Guilford | Long Hill Rd/*** Manor Road | Verizon | Crown Atlantic | monopole | 150 | 150
| Guilford | Long Hill Rd/*** Manor Road | T-Mobile | Crown Atlantic | monopole | 128 | 150
| Guilford | Long Hill Rd/*** Manor Road | Verizon | Crown Atlantic | monopole | 150 | 150
| Guilford | Long Hill Rd/*** Manor Road | Cingular | Crown Atlantic | monopole | 138 | 150
| Guilford | Long Hill Rd/*** Manor Road | Verizon | Crown Castle | monopole | 150 | 150
| Guilford | Long Hill Rd/*** Manor Road | AT&T | Crown Castle | monopole | 137 | 150
| Guilford | Long Hill Rd/*** Manor Road | Verizon | Crown Castle | monopole | 150 | 150
| Guilford | Long Hill Rd/*** Manor Road | AT&T | Crown Castle | monopole |  | 150 |  | diesel generator
| Guilford | Long Hill Rd/*** Manor Road | Verizon | Crown Castle | monopole | 150 | 150
| Guilford | Long Hill Rd/*** Manor Road | T-Mobile | Crown Castle | monopole | 128 | 150
| Guilford | Long Hill Rd/*** Manor Road | AT&T | Crown Castle | monopole | 137 | 150
| Guilford | Long Hill Rd/*** Manor Road | T-Mobile | Crown Castle | monopole | 128 | 150 | yes
| Guilford | Long Hill Rd/*** Manor Road | DISH | Crown Castle | monopole | 110 | 150 | yes
| Guilford | Long Hill Rd/*** Manor Road | Verizon | Crown Castle | monopole | 150 | 150 | yes
| Guilford | Long Hill Rd/*** Manor Road | T-Mobile | Crown Castle | monopole |  | 150 |  | diesel genrator | 49kW
| Guilford | **** Boston Post Road | BAM | Sprint | monopole | 120 | 130
| Guilford | **** Boston Post Road | Nextel | Sprint | monopole | 100 | 130
| Guilford | **** Boston Post Road | SCLP | Sprint | monopole | 110 | 130
Petition No. 613 | Guilford | **** Boston Post Road | T-Mobile, AT&T | Sprint | monopole | 150 | 150
| Guilford | **** Boston Post Road | Verizon | Sprint | monopole | 122 | 150
| Guilford | **** Boston Post Road | Cingular | Sprint | monopole | 110 | 150
| Guilford | **** Boston Post Road | AT&T | Sprint | monopole | 150 | 150
Docket No. 349 | Guilford | **** Boston Post Road |  | Global Signal | monopole |  | 150
| Guilford | **** Boston Post Road | Pocket (now MetroPCS) | Global Signal | monopole | 103 | 150
| Guilford | **** Boston Post Road | T-Mobile | Crown Castle | monopole | 148 | 150
| Guilford | **** Boston Post Road | Verizon | Crown Castle | monopole | 120 | 150
| Guilford | **** Boston Post Road | Sprint | Crown Castle | monopole |  | 150 |  | fuel cell backup
| Guilford | **** Boston Post Road | AT&T | Crown Castle | monopole | 108 | 150
| Guilford | **** Boston Post Road | Sprint | Crown Castle | monopole | 130 | 150
| Guilford | **** Boston Post Road | Sprint | Crown Castle | monopole | 130 | 150
| Guilford | **** Boston Post Road | T-Mobile | Crown Castle | monopole | 148 | 150
| Guilford | **** Boston Post Road | Verizon | Crown Castle | monopole | 118 | 150
| Guilford | **** Boston Post Road | AT&T | Crown Castle | monopole | 108 | 150
| Guilford | **** Boston Post Road | AT&T | Crown Castle | monopole | 106 | 150
| Guilford | **** Boston Post Road | Verizon | Crown Castle | monopole | 118 | 149
| Guilford | **** Boston Post Road | T-Mobile | Crown Castle | monopole | 148 | 150
Docket No. 252 | Guilford | *** Granite Road | AT&T | AT&T | monopole | 100 | 100
| Guilford | *** Granite Road | Cingular | Cingular | monopole | 100 | 100
| Guilford | *** Granite Road | Pocket (now MetroPCS) | Cingular | monopole | 90 | 100
| Guilford | *** Granite Road | AT&T | AT&T | monopole | 97 | 100
| Guilford | *** Granite Road | MetroPCS | AT&T | monopole | 86 | 100
Petition No. 1114 | Guilford | *** Granite Road | Verizon | AT&T | monopole | 107 | 110 |  | diesel generator | 48 hours
| Guilford | *** Granite Road | T-Mobile | Crown | monopole | 86 | 110
| Guilford | *** Granite Road | AT&T | Crown Castle | monopole | 97 | 110
| Guilford | *** Granite Road | verizon | Crown Castle | monopole | 109 | 110
| Guilford | *** Granite Road | T-Mobile | Crown Castle | monopole | 87 | 109
| Guilford | *** Granite Road | DISH | Crown Castle | monopole | 77 | 109 | yes
| Guilford | *** Granite Road | T-Mobile | Crown Castle | monopole |  |  |  | diesel generator | 48-kilowatt
Docket No. 238 | Guilford | **** Long Hill Road | Sprint | Sprint Spectrum | monopole | 177.5 | 180
| Guilford | **** Long Hill Road | Cingular | Sprint Spectrum | monopole | 167 | 180
| Guilford | **** Long Hill Road | T-Mobile | Sprint Spectrum | monopole | 155 | 180
| Guilford | **** Long Hill Road | Sprint | Crown Castle | monopole | 178 | 180
| Guilford | **** Long Hill Road | AT&T | Crown Castle | monopole | 167 | 180
| Guilford | **** Long Hill Road | Verizon | Crown Castle | monopole | 145 | 180 |  | diesel generator
| Guilford | **** Long Hill Road | T-Mobile | Crown Castle | monopole | 158 | 180
| Guilford | **** Long Hill Road | Sprint | Crown Castle | monopole | 178 | 180
| Guilford | **** Long Hill Road | T-Mobile | Crown Castle | monopole | 155 | 180
| Guilford | **** Long Hill Road | Sprint | Crown Castle | monopole | 176 | 180
| Guilford | **** Long Hill Road | AT&T | Crown Castle | monopole | 167 | 180
| Guilford | **** Long Hill Road | T-Mobile | Crown Castle | monopole | 155 | 180
| Guilford | **** Long Hill Road | AT&T | Crown Castle | monopole | 167 | 180
| Guilford | **** Long Hill Road | T-Mobile | Crown Castle | monopole | 155 | 180 | yes
Docket No. 47 | Guilford | *** Killingworth Road | Rollins Cablevision | Rollins Cablevision | self-support lattice | 145 | 150
| Guilford | *** Killingworth Road | TCI/Sprint | TCI of South Central CT | self-support lattice | 140,90 | 140
| Guilford | *** Killingworth Road | Sprint | TCI of South Central CT | self-support lattice | 140 | 140
| Guilford | *** Killingworth Road | AT&T | AT&T Broadband | self-support lattice | 150 | 150
Petition No. 726 | Guilford | *** Killingworth Road | Nextel | Optasite | self-support lattice | 120 | 150
| Guilford | *** Killingworth Road | Verizon | Optasite | self-support lattice | 128 | 150
| Guilford | *** Killingworth Road | Cingular | Optasite | self-support lattice | 150 | 150
| Guilford | *** Killingworth Road |  | SBA Inc | self-support lattice |  | 150
| Guilford | *** Killingworth Road | Cingular | SBA Inc | self-support lattice |  | 150
| Guilford | *** Killingworth Road | Verizon | SBA Inc | self-support lattice | 129 | 150
| Guilford | *** Killingworth Road | Sprint | SBA Inc | self-support lattice | 138 | 150
| Guilford | *** Killingworth Road | AT&T | SBA | self-support lattice | 148.5 | 150
| Guilford | *** Killingworth Road | Sprint | SBA | self-support lattice | 140 | 150
| Guilford | *** Killingworth Road | Verizon | SBA | self-support lattice | 128 | 150
| Guilford | *** Killingworth Road | AT&T | SBA | self-support lattice | 148 | 150
| Guilford | *** Killingworth Road | AT&T | SBA | self-support lattice | 150 | 150
| Guilford | *** Killingworth Road | AT&T | SBA | self-support lattice | 149 | 150 | yes
| Guilford | *** Killingworth Road | T-Mobil | SBA | self-support lattice | 140 | 150 | yes
| Guilford | *** Killingworth Road | DISH | SBA | self-support lattice | 105 | 150 | yes
Docket No. 217 | Guilford | *** Rockland Road | Sprint | Sprint | monopole | 147.5 | 150
Docket No. 271 | Guilford | *** Rockland Road | AT&T | Sprint | monopole | 137 | 150
| Guilford | *** Rockland Road | Cingular | Sprint | monopole | 137 | 150
| Guilford | *** Rockland Road |  | TowerCo, LLC | monopole |  | 150
Petition No. 899 | Guilford | *** Rockland Road | Verizon | TowerCo, LLC | monopole | 157 | 150
Petition No. 899 | Guilford | *** Rockland Road | Verizon | TowerCo, LLC | monopole | 157 | 150
Petition No. 899 | Guilford | *** Rockland Road | Sprint | TowerCo, LLC | monopole | 147 | 150
| Guilford | *** Rockland Road | AT&T | SBA | monopole | 137 | 150
| Guilford | *** Rockland Road | AT&T | SBA | monopole |  | 150 |  | diesel generator
| Guilford | *** Rockland Road | Sprint | SBA | monopole | 147 | 150
| Guilford | *** Rockland Road | DISH | SBA | monopole | 127 | 150 | yes
| Guilford | *** Cooks Lane Road | SNET/SCLP | Menuncketuck Comm Corp | self-support lattice | 152.47 | 180
| Guilford | *** Cooks Lane Road | BAM | Menuncketuck Comm Corp | self-support lattice | 175 | 180
| Guilford | *** Cooks Lane Road | DPS | Menuncketuck Comm Corp | self-support lattice | var | 180
| Guilford | *** Cooks Lane Road | Cingular | Menuncketuck Comm Corp | self-support lattice | 152.5 | 180
| Guilford | *** Cooks Lane Road | Cingular | Menuncketuck Comm Corp | self-support lattice | 153 | 180
| Guilford | *** Cooks Lane Road | AT&T | Menuncketuck Comm Corp | self-support lattice | 152 | 180
| Guilford | *** Cooks Lane Road | AT&T | Menuncketuck Comm Corp | self-support lattice | 152 | 180
| Guilford | *** Cooks Lane Road | AT&T | Menuncketuck Comm Corp | self-support lattice |  |  |  | diesel generator | 30-kilowatt
| Guilford | *** Cooks Lane Road | AT&T | Menuncketuck Comm Corp | self-support lattice | 152 | 180 | yes
Petition No. 1172 | Guilford | *** Boston Post Road | Verizon | Sachem Square, LLC | rooftop | 30 | 22.8
Docket No. 417 | Guilford | Moose Hill Road | T-Mobile | T-Mobile | monopole | 108 | 110 |  | battery backup | 8-10 hour capacity
| Guilford | Moose Hill Road |  | Bay Communications | monopole |  | 110
| Guilford | Moose Hill Road |  | American Towers, LLC
| Guilford | Moose Hill Road | T-Mobile | American Towers, LLC | monopole | 108 | 110
| Guilford | Moose Hill Road | DISH | American Towers, LLC | monopole | 97 | 110 | yes
| Guilford | Moose Hill Road | T-Mobile | American Towers, LLC | monopole | 108 | 110 | yes
| Haddam | *** Maple Avenue West | BAM | BAM | monopole | 118 | 120
Docket No. 170 | Haddam | *** Maple Avenue West | BAM | BAM | monopole | 110 | 120
| Haddam | *** Maple Avenue West | Omni | BAM | monopole | 100 | 120
| Haddam | *** Maple Avenue West | BAM
| Haddam | *** Maple Avenue West | AT&T Wireless | Crown Castle | monopole | 87 | 120
| Haddam | *** Maple Avenue West | T-Mobile | Crown Castle | monopole | 100 | 120
| Haddam | *** Maple Avenue West | Verizon | Crown Castle | monopole | 118 | 120
| Haddam | *** Maple Avenue West | Haddam VFD | Crown Castle | monopole | 110 | 120
| Haddam | *** Maple Avenue West | Verizon | Crown Castle | monopole | 120 | 120
| Haddam | *** Maple Avenue West | Pocket (now MetroPCS) | Crown Castle | monopole | 85 | 120
| Haddam | *** Maple Avenue West | Cingular | Crown Castle | monopole | 95 | 120
| Haddam | *** Maple Avenue West | Verizon | Crown Castle | monopole | 116 | 120
| Haddam | *** Maple Avenue West | AT&T | Crown Castle | monopole | 89 | 120
| Haddam | *** Maple Avenue West | T-Mobile | Crown Castle | monopole | 97 | 120
| Haddam | *** Maple Avenue West | AT&T Wireless | Crown Castle | monopole | 87 | 120
| Haddam | *** Maple Avenue West | AT&T Wireless | Crown Castle | monopole | 87 | 120
| Haddam | *** Maple Avenue West | DISH | Crown Castle | monopole | 69 | 120 | yes
| Haddam | *** Maple Avenue West | Verizon | Crown Castle | monopole | 116 | 120 | yes
Docket No. 84 | Haddam | *** Morris Hubbard Road | SNET Cellular | SNET Cellular | monopole | 150 | 150
| Haddam | *** Morris Hubbard Road | SNET/SCLP | SNET/SCLP | monopole | 150 | 150
| Haddam | *** Morris Hubbard Road | SNET/SCLP | SNET/SCLP | monopole
| Haddam | *** Morris Hubbard Road | SNET/SCLP/BAM | SNET/SCLP | monopole | 144 | 150
| Haddam | *** Morris Hubbard Road | SCLP/Sprint | SNET/SCLP | monopole | 150 | 150
| Haddam | *** Morris Hubbard Road | SNET/Cingular | SCLP | monopole | 153 | 150
| Haddam | *** Morris Hubbard Road | Nextel | SCLP | monopole | 131 | 150
| Haddam | *** Morris Hubbard Road | Pocket (now MetroPCS) | SCLP | monopole | 140 | 150
| Haddam | *** Morris Hubbard Road | Sprint | American Tower | monopole | 152 | 150
| Haddam | *** Morris Hubbard Road | American Tower | American Tower | monopole |  | 150 |  | diesel generator
| Haddam | *** Morris Hubbard Road | MetroPCS | American Tower | monopole | 140 | 150
| Haddam | *** Morris Hubbard Road | AT&T | American Tower | monopole | 150 | 150
| Haddam | *** Morris Hubbard Road | Sprint | American Tower | monopole | 131 | 150
Docket No. 520 | Haddam | *** Ague Spring Road | Verizon | Homeland Towers, LLC | monopole | 146 | 150 | yes | Diesel Generator | 50-kilowatt
| Haddam | Hubbard Road | AT&T Wireless | SBA Inc | monopole | 157 | 160
| Haddam | Hubbard Road | Pocket (now MetroPCS) | SBA Inc | monopole | 157 | 160
| Haddam | Hubbard Road | T-Mobile | SBA Inc | monopole | 157 | 160
| Haddam | Hubbard Road | T-Mobile | SBA Inc | monopole | 157 | 160
| Haddam | Hubbard Road | T-Mobile | SBA Inc | monopole | 157 | 160
| Haddam | Hubbard Road | DISH | SBA Inc | monopole | 145 | 160 | yes
| Haddam | *** Chamberlain Hill Road | New Cingular | SBA Inc | monopole | 175 | 185
| Haddam | *** Chamberlain Hill Road | AT&T | SBA Inc | monopole | 175 | 185
| Haddam | *** Chamberlain Hill Road | Sprint | SBA Inc | monopole | 185 | 185
| Haddam | *** Chamberlain Hill Road | AT&T | SBA Inc | monopole |  | 185 |  | diesel generator
| Haddam | *** Chamberlain Hill Road | Sprint | SBA Inc | monopole | 185 | 185
| Haddam | *** Chamberlain Hill Road | Sprint | SBA | monopole | 185 | 185
| Haddam | *** Chamberlain Hill Road | T-Mobile | SBA | monopole | 185 | 185 | yes
Petition No. 102 | Haddam | *** Pokorny Road | CL&P/NU | CL&P/NU | guyed-lattice |  | 280
| Haddam | *** Pokorny Road | DPS | CL&P/NU | guyed-lattice | 280 | 280 |  | generator
| Haddam | *** Pokorny Road | Sprint | CL&P | guyed-lattice | 150 | 280
| Haddam | *** Pokorny Road | VoiceStream | CL&P | guyed-lattice | 125 | 280
| Haddam | *** Pokorny Road | T-Mobile | CL&P/NU | guyed-lattice | 125 | 280
Petiton No. 1027 | Haddam | *** Pokorny Road | CL&P | CL&P/NU | self-support lattice |  | 280
| Haddam | *** Pokorny Road | Eversource | Eversource | self-support lattice | 123 | 280
| Haddam | *** Pokorny Road | Eversource | Eversource | self-support lattice | 240 | 280
Sub-petition No. 1133 | Haddam | *** Pokorny Road | Verizon | Eversource | self-support lattice | 145 | 280 |  | propane generator | 15kW
| Haddam | *** Pokorny Road | Sprint | Eversource | self-support lattice | 155 | 280
| Haddam | *** Pokorny Road | Verizon | Eversource | self-support lattice | 145 | 280
| Haddam | *** Pokorny Road | Eversource | Eversource | self-support lattice | 177202 | 280
| Haddam | *** Chamberlain Hill Road | Nextel | AT&T Long Lines | self-support lattice | 290 | 365
| Haddam | *** Chamberlain Hill Road | Marcus Communications | American Towers | self-support lattice | see comments | 365
| Haddam | *** Chamberlain Hill Road | US Coast Guard | American Towers | self-support lattice | var. | 365 |  | propane generator
| Haddam | *** Chamberlain Hill Road | MediaFLO | American Towers | self-support lattice | 274 | 365
| Haddam | *** Chamberlain Hill Road | Enertrac | American Towers | self-support lattice | 340 | 365
| Haddam | *** Chamberlain Hill Road | Eversource | American Towers | self-support lattice | var. | 366 |  | 20 kW propane generator (replaces existing) | 1000 gallon tank
| Haddam | *** Chamberlain Hill Road | Sigfox | American Towers | self-support lattice | 315 | 366
| Haddam | *** Chamberlain Hill Road | DISH | American Towers | self-support lattice | 200 | 366 | yes
Docket No. 58 | Haddam | *** Plains Road | BAM | BAM | self-support lattice | 180 | 180
| Haddam | *** Plains Road | BAM | BAM | self-support lattice | 125 | 180
| Haddam | *** Plains Road | BAM/SCLP | BAM | self-support lattice | 165 | 180
| Haddam | *** Plains Road | BAM | BAM | self-support lattice | 150 | 180
| Haddam | *** Plains Road | BAM | BAM | self-support lattice | 60 | 180
| Haddam | *** Plains Road | BAM/Sprint | BAM | self-support lattice | 150 | 180
| Haddam | *** Plains Road | BAM | Crown Atlantic Company LLC
| Haddam | *** Plains Road | Crown/Nextel | Crown | self-support lattice | 144 | 180
Petition No. 434 | Haddam | *** Plains Road | Crown/Omni | Crown | self-support lattice | 186 | 180
| Haddam | *** Plains Road | AT&T Wireless | Crown Atlantic | self-support lattice | 135 | 180
| Haddam | *** Plains Road | SNET/Cingular | Crown Atlantic | self-support lattice | 165 | 180
| Haddam | *** Plains Road | Verizon | Crown Atlantic | self-support lattice | 174 | 180
| Haddam | *** Plains Road | Cingular/AT&T | Crown Atlantic | self-support lattice |  | 180
| Haddam | *** Plains Road | Verizon | Crown Atlantic | self-support lattice | 178 | 180
| Haddam | *** Plains Road | Pocket (now MetroPCS) | Crown Atlantic | self-support lattice | 135 | 180
| Haddam | *** Plains Road | Cingular | Crown Atlantic | self-support lattice | 165 | 180
| Haddam | *** Plains Road | Verizon | Crown Atlantic | self-support lattice | 179 | 180
| Haddam | *** Plains Road | Sprint | Crown Castle | self-support lattice |  | 180
| Haddam | *** Plains Road | AT&T | Crown Castle | self-support lattice | 167 | 180
| Haddam | *** Plains Road | AT&T | Crown Castle | self-support lattice |  | 180 |  | diesel generator
| Haddam | *** Plains Road | Verizon | Crown Castle | self-support lattice | 178 | 180
| Haddam | *** Plains Road | Verizon | Crown Castle | self-support lattice | 178 | 180
| Haddam | *** Plains Road | AT&T | Crown Castle | self-support lattice | 167 | 180
| Haddam | *** Plains Road | Sprint | Crown Castle | self-support lattice | 150 | 180
| Haddam | *** Plains Road | AT&T | Crown Castle | self-support lattice | 165 | 180
| Haddam | *** Plains Road | DISH | Crown Castle | self-support lattice | 140 | 180 | yes
Petition No. 1133 | Haddam | *** Plains Road | T-Mobile | Crown Castle | self-support lattice | 186 | 190 | yes
| Haddam | *** Plains Road | T-Mobile | Crown Castle | self-support lattice |  |  |  | diesel generator | 48-kilowatt
| Haddam | *** Plains Road | Verizon | Crown Castle | self-support lattice | 180 | 190 | yes
| Haddam | *** Plains Road | Verizon | Crown Castle | self-support lattice |  | 190 |  | diesel generator | 30-kilowatt
Docket No. 28 | Haddam | Foot Hills Road | Storer CT | Storer Comm. | self-support lattice | 47 | 50
| Hamden | * Circular Avenue | AT&T | Martin McCarthy | rooftop flagpole | 40 | 42.5
Petition No. 1300 | Hamden | * Circular Avenue | AT&T | Martin McCarthy | rooftop flagpole | 39 | 42.5
| Hamden | *** Talmadge Road | Sprint | LIN Television Corp. | guyed-lattice | 200.6 | 907
| Hamden | *** Talmadge Road | T-Mobile | LIN Television Corp. | guyed-lattice | 315 | 907
| Hamden | *** Talmadge Road | T-Mobile | LIN Television Corp. | guyed-lattice | 315 | 907
| Hamden | *** Talmadge Road | Sprint | LIN Television Corp. | guyed-lattice |  | 907
| Hamden | *** Talmadge Road | T-Mobile | LIN Television Corp. | guyed-lattice | 315 | 907
| Hamden | *** Talmadge Road | DRW | LIN Television Corp. | guyed-lattice | 650 | 907
| Hamden | *** Talmadge Road | T-Mobile | LIN Television Corp. | guyed-lattice | 315 | 907
Docket No. 56 | Hamden | **** Wintergreen Avenue | BAM | Henry Zachs | self-support lattice | 180 | 250
| Hamden | **** Wintergreen Avenue | Marcus Communications | Henry Zachs(West Rock LLC)/MCMgmt | self-support lattice | 250, 180 | 250
| Hamden | **** Wintergreen Avenue | Nextel | Henry Zachs(West Rock LLC)/MCMgmt | self-support lattice | 158 | 250
| Hamden | **** Wintergreen Avenue | AT&T Wireless | Henry Zachs(West Rock LLC)/MCMgmt | self-support lattice | 108 | 250
| Hamden | **** Wintergreen Avenue | AT&T Wireless | Henry Zachs(West Rock LLC)/MCMgmt | self-support lattice |  | 250
| Hamden | **** Wintergreen Avenue | AT&T | Henry Zachs(West Rock LLC)/MCMgmt | self-support lattice | 108 | 250
| Hamden | **** Wintergreen Avenue | Verizon | Henry Zachs(West Rock LLC)/MCMgmt | self-support lattice | 170 | 250
| Hamden | **** Wintergreen Avenue | Verizon | Henry Zachs(West Rock LLC)/MCMgmt | self-support lattice |  | 250 |  | propane generator
| Hamden | **** Wintergreen Avenue | Verizon | Message Center Management | self-support lattice | 170 | 250
| Hamden | **** Wintergreen Avenue |  | MCM Acquisitions 2017, LLC | self-support lattice |  | 250
Docket No. 194 | Hamden | ** Hamden Park Drive | Comcast | Comcast | other | n/a | 25
| Hamden | **** Wintergreen Avenue | Verizon | Henry Zachs(West Rock LLC)/MCMgmt | self-support lattice | 165 | 195
| Hamden | **** Wintergreen Avenue | Sprint-Nextel | Henry Zachs(West Rock LLC)/MCMgmt | self-support lattice | 150 | 195
| Hamden | **** Wintergreen Avenue | Pocket (now MetroPCS) | Henry Zachs(West Rock LLC)/MCMgmt | self-support lattice | 160 | 195
| Hamden | **** Wintergreen Avenue | Clearwire | Henry Zachs(West Rock LLC)/MCMgmt | self-support lattice | 140 | 195
| Hamden | **** Wintergreen Avenue | MetroPCS | Henry Zachs(West Rock LLC)/MCMgmt | self-support lattice |  | 194
| Hamden | **** Wintergreen Avenue |  | MCM Acquisitions 2017, LLC | self-support lattice |  | 195
| Hamden | **** Wintergreen Avenue | Sprint | MCM Acquisitions 2017, LLC | self-support lattice | 140 | 195
| Hamden | **** Wintergreen Avenue | Sprint | MCM Acquisitions 2017, LLC | self-support lattice
| Hamden | **** Wintergreen Avenue | DISH | MCM Acquisitions 2017, LLC | self-support lattice | 130 | 195 | yes
| Hamden | *** Denslow Hill Road | DISH | Vertical Bridge AM II | guyed lattice | 185 | 200 | yes
| Hamden | *** Denslow Hill Road | DISH | Vertical Bridge AM II | guyed lattice | 185 | 200 | yes
| Hamden | **** Dixwell Avenue | T-Mobile | FNS Associates | monopole | 97 | 100
Docket No. 324 | Hamden | *** Willow Street | Sprint | Sprint | monopole | 157 | 160
| Hamden | *** Willow Street | Verizon | Sprint | monopole | 147 | 160
| Hamden | *** Willow Street | Pocket (now MetroPCS) | Sprint | monopole | 137 | 160
| Hamden | *** Willow Street | Verizon | Sprint | monopole | 147 | 160
| Hamden | *** Willow Street | Sprint | Sprint | monopole | 157.5 | 160
| Hamden | *** Willow Street | Verizon | Sprint | monopole | 147 | 160
| Hamden | *** Willow Street | Sprint | Sprint | monopole | 157 | 160
| Hamden | *** Willow Street | T-Mobile | Sprint | monopole | 137.5 | 160
| Hamden | *** Willow Street | Sprint | Sprint | monopole | 158 | 160
| Hamden | *** Willow Street | Verizon | Sprint | monopole | 147 | 160
| Hamden | *** Willow Street | T-Mobile | Sprint | monopole | 137 | 160
| Hamden | *** Willow Street | Verizon | Sprint | monopole | 147 | 160
| Hamden | *** Willow Street | T-Mobile | Sprint | monopole | 137 | 160 | yes
Docket No. 471 | Hamden | *** Kirk Road | Verizon | Verizon | monopole | 120 | 120 |  | battery w/ diesel gen to recharge
| Hamden | *** Benham Street | Verizon | Hamden Police & Fire Depts. | rooftop guyed-lattice | 63.5 | 91.5
| Hamden | *** Benham Street | SCLP | The Apostles of the Sacred Heart | rooftop guyed-lattice | 54 | 91.5
| Hamden | *** Benham Street | Cingular | The Apostles of the Sacred Heart | rooftop guyed-lattice | 54 | 91.5
| Hamden | *** Benham Street | Verizon | The Apostles of the Sacred Heart | rooftop guyed-lattice | 63.5 | 91.5
| Hamden | *** Benham Street | Verizon | The Apostles of the Sacred Heart | rooftop guyed-lattice | 63.5 | 91.5
| Hamden | *** Benham Street | Cingular | The Apostles of the Sacred Heart | rooftop guyed-lattice | 54 | 91.5
| Hamden | *** Benham Street | AT&T | The Apostles of the Sacred Heart | rooftop guyed-lattice | 54 | 91.5
| Hamden | *** Benham Street | Verizon | The Apostles of the Sacred Heart | rooftop guyed-lattice | 90.5 | 91.5
| Hamden | *** Benham Street | Verizon | The Apostles of the Sacred Heart | rooftop guyed-lattice | 90.5 | 91.5
| Hamden | *** Benham Street | Verizon | The Apostles of the Sacred Heart | rooftop guyed-lattice | 63.5 | 91.5
| Hamden | *** Benham Street | AT&T | The Apostles of the Sacred Heart | rooftop guyed-lattice | 54 | 92
| Hamden | *** Benham Street | AT&T | The Apostles of the Sacred Heart | rooftop guyed-lattice | 54 | 92
| Hamden | *** Benham Street | AT&T | The Apostles of the Sacred Heart | rooftop guyed-lattice | 54 | 92 | yes
| Hamden | *** Mount Carmel Avenue | SNET/SCLP | Quinn Coll. | rooftop | 20 & 60 | 60
Petition No. 629 | Hamden | *** Mount Carmel Avenue | SBMS/Cingular | Quinn Coll. | monopole | 20 & 60 | 82
Petition No,. 741 | Hamden | *** Mount Carmel Avenue | Cingular | Quinn Coll. | monopole | 67,30 | 22,9
| Hamden | *** Mount Carmel Avenue | AT&T | Quinn Coll. | monopole | 56 | 22,9
| Hamden | *** Mount Carmel Avenue | AT&T | Quinn Coll. | monopole | 56 | 60
| Hamden | **** State Street | SCLP | Sprint | self-support lattice | 100 | 120
| Hamden | **** State Street | SCLP | Omni | self-support lattice | 100 | 120
| Hamden | **** State Street | AT&T Wireless | SprintSites | self-support lattice | 90 | 120
| Hamden | **** State Street | SNET/Cingular | SprintSites | self-support lattice | 110 | 120
| Hamden | **** State Street | Cingular | SprintSites | self-support lattice | 110 | 120
| Hamden | **** State Street | AT&T Wireless | SprintSites | self-support lattice | 90 | 120
| Hamden | **** State Street | Sprint Nextel | SprintSites | self-support lattice | 120 | 120
| Hamden | **** State Street | Pocket (now MetroPCS) | SprintSites | self-support lattice | 100 | 120
| Hamden | **** State Street | Clearwire | SprintSites | self-support lattice | 120 | 120
| Hamden | **** State Street | AT&T | Crown Castle | self-support lattice | 112 | 120
| Hamden | **** State Street | Sprint | Global Signal Acquisitions | self-support lattice | 120 | 120
| Hamden | **** State Street | MetroPCS | Global Signal Acquisitions | self-support lattice |  | 120
| Hamden | **** State Street | Sprint | Global Signal Acquisitions | self-support lattice | 120 | 120
| Hamden | **** State Street | AT&T | Crown Castle | self-support lattice | 112 | 120
| Hamden | **** State Street | AT&T | Crown Castle | self-support lattice | 112 | 120
| Hamden | **** State Street | AT&T | Crown Castle | self-support lattice | 112 | 120
| Hamden | **** State Street | DISH | Crown Castle | self-support lattice | 120 | 120 | yes
| Hamden | **** State Street | T-Mobile | Nextel | monopole | 132.5 | 140
| Hamden | **** State Street | T-Mobile | Nextel | monopole | 128 | 140
| Hamden | **** State Street | T-Mobile | Nextel | monopole | 128 | 140
| Hamden | **** State Street | T-Mobile | SBA | monopole | 128 | 136
| Hamden | **** State Street | T-Mobile | SBA | monopole | 128 | 136
| Hamden | **** State Street | Verizon | SBA | monopole | 136 | 136
| Hamden | *** Gaylord Mountain Road | AT&T | Clear Channel | guyed-lattice | 180 | 625
| Hamden | *** Gaylord Mountain Road | Cingular | Clear Channel | guyed-lattice | 180 | 625
| Hamden | *** Gaylord Mountain Road | MediaFLO | Clear Channel | guyed-lattice | 520.5 | 625
| Hamden | *** Gaylord Mountain Road | Cingular | Clear Channel | guyed-lattice |  | 625
| Hamden | *** Gaylord Mountain Road | Pocket (now MetroPCS) | Clear Channel | guyed-lattice | 170 | 625
| Hamden | *** Gaylord Mountain Road | AT&T | Clear Channel | guyed-lattice | 180 | 625
| Hamden | *** Gaylord Mountain Road | AT&T | Clear Channel | guyed-lattice | 180 | 625
| Hamden | *** Gaylord Mountain Road | AT&T | Clear Channel
| Hamden | *** Gaylord Mountain Road | AT&T | Clear Channel | guyed-lattice | 180 | 625
| Hamden | *** Gaylord Mountain Road | AT&T | Clear Channel | guyed-lattice | 280 | 625
| Hamden | *** Gaylord Mountain Road | DISH | Clear Channel | guyed-lattice | 210 | 625 | yes
Petition No. 744 | Hamden | **** Whitney Avenue | Cingular | CL&P | utility pole | 116 | 116
| Hamden | **** Whitney Avenue | T-Mobile | CL&P | utility pole | 106 | 116
| Hamden | **** Whitney Avenue | AT&T | CL&P | utility pole | 116 | 116
Petition No. 1126 | Hamden | **** Whitney Avenue | T-Mobile | CL&P | utility pole | 106 | 116
| Hamden | **** Whitney Avenue | AT&T | Eversource | utility pole | 116 | 116
Petition No. 437 | Hamden | *** Mix Avenue | UI | UI | wood utility pole | 79 | 79
Docket No. 486 | Hamden | *** Woodin Street | Tarpon Towers II, LLC | Tarpon Towers II, LLC | monopole |  | 120
Docket No. 486 | Hamden | *** Woodin Street | Verizon | Tarpon Towers II, LLC | monopole | 120 | 120 |  | propane generator | 30-kilowatt
Docket No. 486 | Hamden | *** Woodin Street | Tarpon Towers II, LLC | Tarpon Towers II, LLC | monopole |  | 120
| Hamden | *** Woodin Street | T-Mobile | Tarpon Towers II, LLC | monopole | 110 | 120 | yes
Docket No. 195 | Hamden | *** Evergreen Avenue | SCLP | BAM | silo | 85 | 108
Docket No. 195 | Hamden | *** Evergreen Avenue | BAM | BAM | silo | 95 | 108
Docket No. 195 | Hamden | *** Evergreen Avenue | Nextel | BAM | silo | 75 | 108
| Hamden | *** Evergreen Avenue | AT&T | Crown | silo | 65 | 108
| Hamden | *** Evergreen Avenue | SNET/Cingular | Crown | silo | 85 | 108
| Hamden | *** Evergreen Avenue | T-Mobile | Crown | silo | 104 | 108
| Hamden | *** Evergreen Avenue | Verizon | Crown | silo | 95 | 108
| Hamden | *** Evergreen Avenue | Cingular | Crown | silo | 85 | 108
| Hamden | *** Evergreen Avenue | Cingular/AT&T | Crown | silo |  | 108
| Hamden | *** Evergreen Avenue | Sprint Nextel | Crown | silo | 75 | 108
| Hamden | *** Evergreen Avenue | Pocket (now MetroPCS) | Crown | silo | 65 | 108
| Hamden | *** Evergreen Avenue | T-Mobile | Crown | silo | 100 | 108
| Hamden | *** Evergreen Avenue | Verizon | Crown | silo | 95 | 108
| Hamden | *** Evergreen Avenue | Clearwire | Crown | silo | 73 | 108
| Hamden | *** Evergreen Avenue | AT&T | Crown | silo | 85 | 108
| Hamden | *** Evergreen Avenue | MetroPCS | Crown | silo |  | 108
| Hamden | *** Evergreen Avenue | Verizon | Crown | silo | 95 | 108
| Hamden | *** Evergreen Avenue | Verizon | Crown | silo | 95 | 108
| Hamden | *** Evergreen Avenue | T-Mobile | Crown Castle | silo | 104 | 108
| Hamden | *** Evergreen Avenue | AT&T | Crown Castle | silo | 85 | 108
| Hamden | *** Evergreen Avenue | Verizon | Crown Castle | silo | 95 | 108
| Hamden | *** Evergreen Avenue | Verizon | Crown Castle | silo | 95 | 108
| Hamden | *** Evergreen Avenue | AT&T | Crown Castle | silo | 85 | 108
| Hamden | *** Evergreen Avenue | T-Mobile | Crown Castle | silo |  |  |  | diesel generator | 48-kilowatt
| Hamden | *** Evergreen Avenue | DISH | Crown Castle | Silo | 65 | 108 | yes
| Hamden | *** Evergreen Avenue | Verizon | Crown Castle | silo | 95 | 108 | yes
| Hamden | *** Evergreen Avenue | AT&T | Crown Castle | silo | 85 | 108 | yes
| Hamden | *** Evergreen Avenue | Verizon | Crown Castle | silo | 95 | 108 | yes
Petition No. 1359 | Hamden | *** Putnam Avenue | T-Mobile | Crown Castle | monopole | 95 | 100
Petition No. 316 | Hamden | *** Mix Avenue | SCLP | 975 Mix Ave | guyed-lattice | 20 | 65
Petiton No. 592 | Hamden | *** Mix Avenue | Cingular | 975 Mix Ave | monopole | 28 | 65
| Hamden | *** Mix Avenue | Cingular | 975 Mix Ave | monopole | 28 | 65
| Hamden | *** Mix Avenue | AT&T | AT&T | monopole | 25.7 | 65
| Hamden | *** Mix Avenue | AT&T | Mix Avenue, LLC | monopole | 61 | 65
| Hamden | *** Mix Avenue | AT&T | Chestnut Hill North LLC | monopole |  | 65
| Hamden | *** Mix Avenue | AT&T | Chestnut Hill North LLC | monopole | 61 | 65
| Hamden | *** Mix Avenue | AT&T | Chestnut Hill North LLC | monopole | 61 | 65
| Hamden | *** Mix Avenue | AT&T | Chestnut Hill North LLC | monopole | 61 | 65 | yes
| Hampton | *** Fisk Road | Verizon | American Tower Management, Inc | guyed-lattice | 142.3 | 160 |  | diesel generator
| Hampton | *** Fisk Road | AT&T Wireless | American Tower Management, Inc | guyed-lattice | 130 | 160
| Hampton | *** Fisk Road | T-Mobile | American Tower Management, Inc | guyed-lattice | 115 | 160
| Hampton | *** Fisk Road | Cingular | American Tower Management, Inc | guyed-lattice | 130 | 160
| Hampton | *** Fisk Road | Cingular | American Tower Management, Inc | guyed-lattice |  | 160
| Hampton | *** Fisk Road | Verizon | American Tower Management, Inc | guyed-lattice | 142 | 160
| Hampton | *** Fisk Road | AT&T | American Tower Management, Inc | guyed-lattice | 130 | 160
| Hampton | *** Fisk Road | Sprint | American Tower Management, Inc | guyed-lattice | 155 | 160
| Hampton | *** Fisk Road | AT&T | American Tower Management, Inc | guyed-lattice | 130 | 160
| Hampton | *** Fisk Road | DISH | American Tower Management, Inc | guyed-lattice | 120 | 160 | yes
| Hampton | *** Fisk Road | AT&T | American Tower Management, Inc | guyed-lattice | 130 | 160 |  | diesel generator | 30Kw
Docket No. 109 | Hartford | *** East Service Road | DOT | DOT | self-support lattice | 140 | 140
Petition No. 141 | Hartford | *** Washington Street | NECS | Hartford Police Dept | rooftop | 38
| Hartford | *** Washington Street | DPS | DPS | rooftop | 40 | 43
| Hartford | **** Main Street | Sprint | Crown Castle | rooftop | 114 | 118
Petition No. 141 | Hartford | *** Capitol Avenue | NECS | DEP | rooftop | 63
| Hartford | *** Capitol Avenue | DPS, DEP, DPW | DPS | rooftop | 80 | 90
| Hartford | **** Park Street | Cingular | 2074-2100 Park St, LLC | smokestack | 83 | 85
| Hartford | **** Park Street | AT&T | 2074-2100 Park St, LLC | smokestack | 83 | 85
| Hartford | **** Park Street | AT&T | 2074-2100 Park St, LLC | smokestack | 83 | 85
| Hartford | **** Park Street | AT&T | 2074-2100 Park St, LLC | smokestack | 83 | 85
| Hartford | **** Park Street | AT&T | 2074-2100 Park St, LLC | smokestack | 83 | 85 | yes
| Hartford | **** Park Street | AT&T | 2074-2100 Park St, LLC | smokestack | 83 | 85 | yes
| Hartford | *** New Park Avenue | Nextel | Sprint | monopole | 88 | 100
Petition No. 889 | Hartford | *** New Park Avenue | Verizon | Sprint | monopole | 108 | 108
| Hartford | *** New Park Avenue | Clearwire | Sprint | monopole | 100 | 108
Petition No. 1001 | Hartford | *** New Park Avenue | MetroPCS | Sprint | monopole | 80 | 108
| Hartford | *** New Park Avenue | Verizon | Crown Castle | monopole | 105 | 108
| Hartford | *** New Park Avenue | MetroPCS | Crown Castle | monopole |  | 108
| Hartford | *** New Park Avenue | Sprint | Crown Castle | monopole | 99 | 108
| Hartford | *** New Park Avenue | Verizon | Crown Castle | monopole | 105 | 108
| Hartford | *** New Park Avenue | Sprint | Crown Castle | monopole | 99 | 108
| Hartford | *** New Park Avenue | Verizon | Crown Castle | monopole | 105 | 108
| Hartford | *** New Park Avenue | Sprint | Crown Castle | monopole | 98 | 108
| Hartford | *** New Park Avenue | Verizon | Crown Castle | monopole | 105 | 108
| Hartford | *** New Park Avenue | Verizon | Crown Castle | monopole | 105 | 108 | yes
| Hartford | *** Brainard Road | Verizon | AT&T | monopole | 88 | 98
| Hartford | *** Brainard Road | Clearwire | AT&T | monopole | 78 | 98
| Hartford | *** Brainard Road | AT&T | AT&T | monopole | 102 | 98
| Hartford | *** Brainard Road | Verizon | AT&T | monopole | 88 | 98
| Hartford | *** Brainard Road | Verizon | AT&T | monopole | 88 | 98
| Hartford | *** Brainard Road | AT&T | Crown Castle | monopole | top | 98
| Hartford | *** Brainard Road | AT&T | Crown Castle | monopole | top | 98
| Hartford | *** Brainard Road | T-Mobile | Crown Castle | monopole | 78 | 98 | yes
| Hartford | *** Brainard Road | Verizon | Crown Castle | monopole | 88 | 98 | yes
Docket No. 40 | Hartford | ***H Mountain Street | SNET Cellular | SNET Cellular | monopole | 100 | 100
| Hartford | ***H Mountain Street | SNET/SCLP | SNET/SCLP | monopole | 110 | 100
| Hartford | ***H Mountain Street | SNET/SCLP | SNET/SCLP | monopole
| Hartford | ***H Mountain Street | SNET/SCLP | SNET/SCLP | monopole | 103.94 | 100
| Hartford | ***H Mountain Street | SCLP/Town of W. H. | SNET/SCLP | monopole | 0.8 | 100
| Hartford | ***H Mountain Street | SNET/Cingular | SCLP | monopole | 103 | 100
| Hartford | ***H Mountain Street | T-Mobile | SCLP | monopole | 87 | 100
| Hartford | ***H Mountain Street | Cingular | SCLP | monopole | 103 | 100
| Hartford | ***H Mountain Street | T-Mobile | SCLP | monopole | 87 | 100
| Hartford | ***H Mountain Street | Verizon | SCLP | monopole | 77 | 100
| Hartford | ***H Mountain Street | Pocket (now MetroPCS) | SCLP | monopole | 70 | 100
Petition No. 920 | Hartford | ***H Mountain Street | Clearwire | SCLP | monopole | 110 | 110
| Hartford | ***H Mountain Street | AT&T | American Tower Corporation | monopole | 102 | 110
| Hartford | ***H Mountain Street | MetroPCS | American Tower Corporation | monopole | n/a | 110
| Hartford | ***H Mountain Street | Verizon | American Tower Corporation | monopole | n/a | 110
| Hartford | ***H Mountain Street | Verizon | American Tower Corporation | monopole | n/a | 110 |  | propane generator
| Hartford | ***H Mountain Street | Verizon | American Tower Corporation | monopole | 80 | 110
| Hartford | ***H Mountain Street | T-Mobile | American Tower Corporation | monopole | 91 | 110
| Hartford | ***H Mountain Street | AT&T | American Tower Corporation | monopole | 100 | 110
| Hartford | ***H Mountain Street | AT&T | American Tower Corporation | monopole | 100 | 110
| Hartford | ***H Mountain Street | T-Mobile | American Tower Corporation | monopole | 91 | 110
| Hartford | ***H Mountain Street | Verizon | American Tower Corporation | monopole | 80 | 110
| Hartford | ***H Mountain Street | AT&T | American Tower Corporation | monopole | 102 | 110
| Hartford | ***H Mountain Street | ATC | American Tower Corporation | monopole |  | 110
| Hartford | ***H Mountain Street | Sprint | American Tower Corporation | monopole | 110 | 110
| Hartford | ***H Mountain Street | T-Mobile | American Tower Corporation | monopole | 91 | 110 | yes
| Hartford | ***H Mountain Street | DISH | American Tower Corporation | monopole | 70 | 110 | yes
| Hartford | ***H Mountain Street | AT&T | American Tower Corporation | monopole | 100 | 110 | yes
| Hartford | ***H Mountain Street | AT&T | American Tower Corporation | monopole |  | 110 |  | propane generator | 50-kilowatt
Petition No. 1546 | Hartford | *** Summit Street | Verizon | Verizon | rooftop/faux chimney | 73 | 77 | yes | battery backup | 4 hrs
| Hartford | *** West Service Road | Verizon | American Tower Corporation | monopole | 115 | 150
| Hartford | *** West Service Road | Verizon | American Tower Corporation | monopole | 115 | 150
| Hartford | *** West Service Road | T-Mobile | American Tower Corporation | monopole | 125 | 150
| Hartford | *** West Service Road | Cingular/AT&T | American Tower Corporation | monopole |  | 150
| Hartford | *** West Service Road | CL&P | American Tower Corporation | monopole | 102 | 150
| Hartford | *** West Service Road | T-Mobile | American Tower Corporation | monopole | 125 | 150
| Hartford | *** West Service Road | Clearwire | American Tower Corporation | monopole | 90 | 150
| Hartford | *** West Service Road | Verizon | American Tower Corporation | monopole | 115 | 150
| Hartford | *** West Service Road | Verizon | American Tower Corporation | monopole | 115 | 150
| Hartford | *** West Service Road | T-Mobile | American Tower Corporation | monopole | 125 | 150
| Hartford | *** West Service Road | T-Mobile | American Tower Corporation | monopole | 125 | 150
| Hartford | *** West Service Road | Verizon | American Tower Corporation | monopole | 115 | 150
| Hartford | *** West Service Road | T-Mobile | American Tower Corporation | monopole | 125 | 150
| Hartford | *** West Service Road | Sprint | American Tower Corporation | monopole | 90 | 150
| Hartford | *** West Service Road | Verizon | American Tower Corporation | monopole | 115 | 150
| Hartford | *** West Service Road | T-Mobile | American Tower Corporation | monopole | 125 | 150
| Hartford | *** West Service Road | DISH | American Tower Corporation | monopole | 148 | 150 | yes
Petition No. 1242 | Hartford | *** Market Street | Verizon | Community Renewal Team Inc. | rooftop | 38.1 | 39.8
Petition No. 141 | Hartford | *** Broad Street | NECS | Office of Civil Preparedness | rooftop | 68 | 60
| Hartford | *** Broad Street | DPS | DPS | rooftop | 114 | 116
| Hartford | *** Broad Street | DEP,DMV,DOT, DPS, DPH, Military, State & County fire | OEM | guyed-lattice | 80-135 | 135
Petition No. 1026 | Hartford | *** Sheldon | CL&P | NU | guyed-lattice | var. | 51
| Hartford | *** Sheldon | Eversource | Eversource | guyed-lattice | 60.5, 72, 94 | 51
Docket No. 126 | Hartford | ***-*** Homestead Avenue | BAM | BAM | monopole | 138 | 140
| Hartford | ***-*** Homestead Avenue | BAM | BAM | monopole | 140 | 140 |  | generator
| Hartford | ***-*** Homestead Avenue | BAM/Omni | BAM | monopole | 125 | 140
| Hartford | ***-*** Homestead Avenue | BAM
| Hartford | ***-*** Homestead Avenue | Crown/ATT Wireless | Crown | monopole | 117 | 140
| Hartford | ***-*** Homestead Avenue | Sprint | Crown | monopole | 104 | 140
| Hartford | ***-*** Homestead Avenue | VoiceStream | Crown Media | monopole | 124 | 140
| Hartford | ***-*** Homestead Avenue | ATT Wireless | Crown Atlantic | monopole | 117 | 140
| Hartford | ***-*** Homestead Avenue | T-Mobile | Crown Media | monopole | 124 | 140
| Hartford | ***-*** Homestead Avenue | AT&T Wireless | Crown Media | monopole |  | 140
| Hartford | ***-*** Homestead Avenue | Verizon | Crown Media | monopole | 140 | 140
| Hartford | ***-*** Homestead Avenue | AT&T Wireless | Crown Media | monopole |  | 140
| Hartford | ***-*** Homestead Avenue | Cingular | Crown Media | monopole | 117 | 140
| Hartford | ***-*** Homestead Avenue | Pocket (now MetroPCS) | Crown Media | monopole | 94 | 140
| Hartford | ***-*** Homestead Avenue | CL&P | Crown Media | monopole | 79 | 140
| Hartford | ***-*** Homestead Avenue | T-Mobile | Crown Media | monopole | 124 | 140
| Hartford | ***-*** Homestead Avenue | Verizon | Crown Media | monopole | 137 | 140
| Hartford | ***-*** Homestead Avenue | Clearwire | Crown Media | monopole | 104 | 140
| Hartford | ***-*** Homestead Avenue | AT&T | Crown Castle | monopole | 117 | 140
| Hartford | ***-*** Homestead Avenue | Verizon | Crown Castle | monopole | 137 | 140
| Hartford | ***-*** Homestead Avenue | T-Mobile | Crown Castle | monopole | 128 | 140
| Hartford | ***-*** Homestead Avenue | MetroPCS | Crown Castle | monopole |  | 140
| Hartford | ***-*** Homestead Avenue | Sprint | Crown Castle | monopole | 104 | 140
| Hartford | ***-*** Homestead Avenue | Verizon | Crown Castle | monopole | 142 | 140
| Hartford | ***-*** Homestead Avenue | Sprint | Crown Castle | monopole | 104 | 140
| Hartford | ***-*** Homestead Avenue | Verizon | Crown Castle | monopole | 142 | 140
| Hartford | ***-*** Homestead Avenue | AT&T | Crown Castle | monopole | 117 | 140
| Hartford | ***-*** Homestead Avenue | T-Mobile | Crown Castle | monopole | 128 | 140
| Hartford | ***-*** Homestead Avenue | AT&T | Crown Castle | monopole | 117 | 140
| Hartford | ***-*** Homestead Avenue | T-Mobile | Crown Castle | monopole | 128 | 140
| Hartford | ***-*** Homestead Avenue | AT&T | Crown Castle | monopole | 115 | 140
| Hartford | ***-*** Homestead Avenue | T-Mobile | Crown Castle | monopole | 128 | 140
| Hartford | ***-*** Homestead Avenue | Sprint | Crown Castle | monopole | 105 | 140
| Hartford | ***-*** Homestead Avenue | AT&T | Crown Castle | monopole | 117 | 140
| Hartford | ***-*** Homestead Avenue | T-Mobile | Crown Castle | monopole | 128 | 140 |  | diesel generator | 25-kilowatt
| Hartford | ***-*** Homestead Avenue | AT&T | Crown Castle | monopole |  |  |  | diesel generator | 30-kilowatt
Petition No. 1477 | Hartford | ***-*** Homestead Avenue | DISH | Crown Castle | monopole | 93 | 140 | yes
| Hartford | ** Trumbull Street | SNET/SCLP | SNET/SCLP | rooftop | 210
| Hartford | ** Trumbull Street | SNET/SCLP | SNET/SCLP | rooftop | 212.72
Petiton No. 325 | Hartford | *** Asylum Avenue | BAM | Capitol View Apts | rooftop | 102 | 95
| Hartford | *** Asylum Avenue | Verizon | Capitol View Apts | rooftop | 99 | 95
| Hartford | *** Asylum Avenue | Verizon | Capitol View Apts | rooftop | 116 | 95
| Hartford | *** Asylum Avenue | Verizon | Capitol View Apts | rooftop | 99 | 95
| Hartford | *** Asylum Avenue | Verizon | MATP LLC | rooftop | var. | 95
| Hartford | ** Weston Street | T-Mobile | Sprint Sites | monopole | 80 | 110
| Hartford | ** Weston Street | Cingular | Sprint Sites | monopole |  | 110
| Hartford | ** Weston Street | Cingular | Sprint Sites | monopole | 92 | 110
| Hartford | ** Weston Street | T-Mobile | Sprint Sites | monopole | 81 | 110
| Hartford | ** Weston Street | Sprint | Sprint Sites | monopole |  | 110 |  | fuel cell
| Hartford | ** Weston Street | AT&T | Crown Castle | monopole | 90 | 110
| Hartford | ** Weston Street | T-Mobile | Crown Castle | monopole | 81 | 110
| Hartford | ** Weston Street | Sprint | Crown Castle | monopole | 108 | 110
| Hartford | ** Weston Street | Sprint | Crown Castle | monopole | 108 | 110
| Hartford | ** Weston Street | AT&T | Crown Castle | monopole | 90 | 110
| Hartford | ** Weston Street | AT&T | Crown Castle | monopole | 90 | 110
| Hartford | ** Weston Street | T-Mobile | Crown Castle | monopole | 76 | 110
| Hartford | ** Weston Street | Sprint | Crown Castle | monopole | 108 | 110
| Hartford | ** Weston Street | AT&T | Crown Castle | monopole | 90 | 110
| Hartford | ** Weston Street | Verizon | Crown Castle | monopole | 64 | 110 |  | diesel generator | 30-kilowatt
| Hartford | ** Weston Street | T-Mobile | Crown Castle | monopole | 76 | 110
| Hartford | ** Weston Street | DISH | Crown Castle | monopole | 54 | 110 | yes
| Hartford | ** Weston Street | AT&T | Crown Castle | monopole | 90 | 110 | yes
Petition No. 1409 | Hartford | *** Wethersfield Avenue | AT&T | AT&T | light pole | 31' 6" | 30
| Hartford | *** Maple Avenue | Pocket (now MetroPCS) | 920 Maple Ave LLC | smokestack | 47 | 50
| Hartford | ** Meadow Street | Sprint | American Tower | monopole | 98 | 150
| Hartford | ** Meadow Street | Sprint PCS | American Tower | monopole | 98 | 150
| Hartford | ** Meadow Street | VoiceStream | American Tower | monopole | 123 | 150
| Hartford | ** Meadow Street | T-Mobile | American Tower | monopole | 123 | 150
| Hartford | ** Meadow Street | Nextel | American Tower | monopole | 150 | 150
| Hartford | ** Meadow Street | T-Mobile | American Tower | monopole | 150 | 150
| Hartford | ** Meadow Street | Cingular | American Tower | monopole | 137 | 150
| Hartford | ** Meadow Street | Nextel | American Tower | monopole |  | 150
| Hartford | ** Meadow Street | Pocket (now MetroPCS) | American Tower | monopole | 113 | 150
| Hartford | ** Meadow Street | T-Mobile | American Tower | monopole | 123 | 150
| Hartford | ** Meadow Street |  | American Tower | monopole |  | 150
| Hartford | ** Meadow Street | Clearwire | American Tower | monopole | 89 | 150
| Hartford | ** Meadow Street | T-Mobile | American Tower | monopole | 123 | 150
| Hartford | ** Meadow Street | AT&T | American Tower | monopole | 138 | 150
| Hartford | ** Meadow Street | MetroPCS | American Tower | monopole |  | 150
| Hartford | ** Meadow Street | Sprint | American Tower | monopole | 98 | 150
| Hartford | ** Meadow Street | Sprint | American Tower | monopole | 98 | 150
| Hartford | ** Meadow Street | AT&T | American Towers, Inc. | monopole | 138 | 150
| Hartford | ** Meadow Street | T-Mobile | American Tower Corporation | monopole | 123 | 150
| Hartford | ** Meadow Street | AT&T | American Tower Corporation | monopole | 137 | 147.9
| Hartford | ** Meadow Street | T-Mobile | American Tower | monopole | 123 | 150
Sub-petition No. 1133 | Hartford | ** Meadow Street | Verizon | American Tower Corporation | monopole | 79 | 150
| Hartford | ** Meadow Street | AT&T | American Tower Corporation | monopole | 135 | 150
| Hartford | ** Meadow Street | AT&T | American Tower Corporation | monopole | 135 | 150
| Hartford | ** Meadow Street | Sprint | American Tower | monopole | 98 | 150
| Hartford | ** Meadow Street | T-Mobile | American Tower | monopole | 123 | 150
| Hartford | ** Meadow Street | AT&T | American Tower | monopole | 137 | 150
| Hartford | ** Meadow Street | DISH | American Tower | monopole | 147 | 150 | yes
Petition No. 1584 | Hartford | **** Main Street | Verizon | Verizon | rooftop small cell | 85 | 80 | yes | Battery Backup | 8 hours
| Hartford | Hartford Civic Center | SNET/SCLP | Hartford Civic Center | other
| Hartford | Hartford Civic Center | BAM | Hartford Civic Center | other | 20
| Hartford | LOB - Capitol Avenue | SNET/SCLP | SNET/SCLP | other
| Hartford | LOB - Capitol Avenue | BAM | BAM | other
Docket No. 58 | Hartford | One State Street | BAM | Gerald Hines, HSBI&I | other | 300 | 300
| Hartford | One State Street | BAM | Gerald Hines, HSBI&I | other | 300 | 300
| Hartland | ** Welsh Road | Verizon | Town of Hartland | self-support lattice | 180 | 180
| Hartland | ** Welsh Road | Cingular | Town of Hartland | self-support lattice | 160 | 180
| Hartland | ** Welsh Road | T-Mobile | Town of Hartland | self-support lattice | 150 | 180
| Hartland | ** Welsh Road | Verizon | Town of Hartland | self-support lattice | 170 | 180
| Hartland | ** Welsh Road | AT&T | Town of Hartland | self-support lattice | 155 | 180
| Hartland | ** Welsh Road | T-Mobile | Town of Hartland | self-support lattice | 150 | 180
| Hartland | ** Welsh Road | Verizon | Town of Hartland | self-support lattice | 168 | 180
Docket No. 312 | Hartland | *** Hartland Boulevard (***' m) | Cingular | Cingular | monopole | 120 | 120
| Hartland | *** Hartland Boulevard (***' m) | Verizon | Cingular | monopole | 110 | 120
| Hartland | *** Hartland Boulevard (***' m) | Verizon | AT&T | monopole | 110 | 120
| Hartland | *** Hartland Boulevard (***' m) | AT&T | AT&T | monopole | 120 | 120
| Hartland | *** Hartland Boulevard (***' m) | AT&T | AT&T | monopole |  | 120 |  | diesel generator
| Hartland | *** Hartland Boulevard (***' m) | AT&T | AT&T | monopole | 120 | 120
Docket No. 249 | Hartland | *** Hartland Boulevard (***' m) | AT&T | AT&T | monopole | 150 | 150
Docket No. 36 | Hartland | Mountain Road | Continental Cablevision | Continental Cablevision | self-support lattice | 110 | 110
| Hartland | Mountain Road | Civil Defense Amateur Radio | Continental Cablevision | self-support lattice | 110 | 110
| Hartland | Mountain Road | Granby Police | Continental Cablevision | self-support lattice | 110 | 110
| Hartland | Route *** | Verizon | Town of Hartland | self-support lattice | 180 | 180
| Hartland | Route *** | Verizon | Town of Hartland | self-support lattice | 170 | 180
| Hartland | Route *** | AT&T | Town of Hartland | self-support lattice | 160 | 180
| Hartland | Route *** | Eversource | Town of Hartland | self-support lattice | 107, 180 | 180
| Hartland | Route *** | AT&T | Town of Hartland | self-support lattice |  |  |  | diesel generator | 50- kilowatt
| Harwinton | *** Campville Hill Road | AT&T | Sprint | monopole | 157 | 177
| Harwinton | *** Campville Hill Road | Verizon | Sprint | monopole | 147 | 177
| Harwinton | *** Campville Hill Road | Nextel | Sprint | monopole | 137 | 180
| Harwinton | *** Campville Hill Road | New Cingular | Sprint | monopole | 122 | 180
| Harwinton | *** Campville Hill Road | Verizon | Sprint | monopole | 156 | 180
| Harwinton | *** Campville Hill Road | Pocket (now MetroPCS) | Sprint | monopole | 117 | 180
| Harwinton | *** Campville Hill Road | Verizon | Sprint | monopole | 155 | 180
| Harwinton | *** Campville Hill Road | AT&T | Crown Castle | monopole | 129 | 180
| Harwinton | *** Campville Hill Road | Sprint | American Tower | monopole | 177.5 | 180
| Harwinton | *** Campville Hill Road | Sprint | American Tower | monopole | 177.5 | 180
| Harwinton | *** Campville Hill Road | T-Mobile | Crown Castle | monopole | 169 | 180
| Harwinton | *** Campville Hill Road | Sprint | Crown Castle | monopole | 178 | 180
| Harwinton | *** Campville Hill Road | AT&T | Crown Castle | monopole | 129 | 180
| Harwinton | *** Campville Hill Road | DISH | Crown Castle | monopole | 144 | 180 | yes
| Harwinton | *** Clearview Avenue | Verizon | SBA | monopole | 183 | 195
| Harwinton | *** Clearview Avenue | Nextel | SBA | monopole | 173 | 195
| Harwinton | *** Clearview Avenue | T-Mobile | SBA | monopole | 195 | 195
| Harwinton | *** Clearview Avenue | Verizon | SBA | monopole | 181 | 195
| Harwinton | *** Clearview Avenue | Verizon | SBA | monopole | 183 | 195
| Harwinton | *** Clearview Avenue | T-Mobile | SBA | monopole | 195 | 195
| Harwinton | *** Clearview Avenue | T-Mobile | SBA | monopole | 195 | 195
Docket No. 138 | Harwinton | *** Weingart Road | SNET Cellular | SNET Cellular | monopole | 180 | 180
| Harwinton | *** Weingart Road | SNET/SCLP | SNET/SCLP | monopole | 180 | 180
| Harwinton | *** Weingart Road | SNET/Cingular | SNET/SCLP | monopole | 185 | 180
| Harwinton | *** Weingart Road | SNET/Cingular | SNET/SCLP | monopole | 185 | 180
| Harwinton | *** Weingart Road | Verizon | American Tower | monopole | 170 | 180
| Harwinton | *** Weingart Road | Verizon | American Tower | monopole | 175 | 180
| Harwinton | *** Weingart Road | Pocket (now MetroPCS) | American Tower | monopole | 165 | 180
| Harwinton | *** Weingart Road | Cingular | American Tower | monopole | 185 | 180
| Harwinton | *** Weingart Road | Clearwire | American Tower | monopole | 145 | 180
| Harwinton | *** Weingart Road | Verizon | American Tower | monopole | 175 | 180
| Harwinton | *** Weingart Road | AT&T | American Tower | monopole | 185 | 180
| Harwinton | *** Weingart Road | MetroPCS | American Tower | monopole |  | 180
| Harwinton | *** Weingart Road | American Tower | American Tower | monopole |  | 180 |  | diesel generator
| Harwinton | *** Weingart Road | MetroPCS | American Tower | monopole | 165 | 180
| Harwinton | *** Weingart Road | AT&T | AT&T | monopole | 185 | 180
| Harwinton | *** Weingart Road | T-Mobile | American Tower | monopole | 165 | 180
| Harwinton | *** Weingart Road | Verizon | American Tower | monopole | 175 | 180
| Harwinton | *** Weingart Road | AT&T | American Tower | monopole | 185 | 180
| Harwinton | *** Weingart Road | Verizon | American Tower | monopole | 175 | 180
| Harwinton | *** Weingart Road | AT&T | American Tower | monopole | 185 | 180
| Harwinton | *** Weingart Road | AT&T | American Tower | monopole | 185 | 180 | yes
| Harwinton | ** Hungerford Lane | Verizon | Sprint | monopole | 170 | 180
| Harwinton | ** Hungerford Lane | New Cingular | Buckley Broadcasting | monopole | 158 | 180
| Harwinton | ** Hungerford Lane | Verizon | Buckley Broadcasting | monopole | 168 | 180
| Harwinton | ** Hungerford Lane | Verizon | Buckley Broadcasting | monopole | 168 | 180
| Harwinton | ** Hungerford Lane | AT&T | Crown Castle | monopole | 158 | 180
| Harwinton | ** Hungerford Lane | Sprint | Crown Castle | monopole | 180.5 | 180
| Harwinton | ** Hungerford Lane | Sprint | Crown Castle | monopole | 180 | 180
| Harwinton | ** Hungerford Lane | Sprint | Crown Castle | monopole | 178 | 180
| Harwinton | ** Hungerford Lane | AT&T | Crown Castle | monopole | 158 | 180
| Harwinton | ** Hungerford Lane | DISH | Crown Castle | monopole | 148 | 180 | yes
| Harwinton | ** Hungerford Lane | Verizon | Crown Castle | monopole | 170 | 180 | yes
Petitin No. 79 | Harwinton | Wildcat Hill Road | SNET | SNET | guyed-lattice | 96 | 100
| Harwinton | Wildcat Hill Road | SCLP | SNET | guyed-lattice |  | 100
| Harwinton | Wildcat Hill Road | Omni | SNET | guyed-lattice | 99 | 100
| Harwinton | Wildcat Hill Road | T-Mobile | SNET | guyed-lattice | 99 | 100
| Harwinton | Wildcat Hill Road | T-Mobile | Frontier Communications | guyed-lattice | 96 | 100
| Harwinton | Wildcat Hill Road | T-Mobile | Frontier Communications | guyed-lattice | 96 | 100
| Harwinton | Wildcat Hill Road | T-Mobile | Frontier Communications | guyed-lattice | 96 | 100 | yes
| Hebron | *** Buck Road | Nextel | Sprint | monopole | 107 | 120
| Hebron | *** Buck Road | AT&T | SprintSites | monopole | 87 | 120
| Hebron | *** Buck Road | Verizon | SprintSites | monopole | 97 | 120
| Hebron | *** Buck Road | Cingular | SprintSites | monopole | 87 | 120
| Hebron | *** Buck Road | Verizon | SprintSites | monopole | 97 | 120
| Hebron | *** Buck Road | Sprint | Crown Castle | monopole |  | 120
| Hebron | *** Buck Road | AT&T | Crown Castle | monopole | 87 | 120
| Hebron | *** Buck Road | AT&T | Crown Castle | monopole |  | 120 |  | diesel generator
| Hebron | *** Buck Road | Sprint | Crown Castle | monopole | 117 | 120
Petition No. 1095 | Hebron | *** Gilead Street | Verizon | Verizon/Hebron Lions Club | monopole | 30 | 30 |  | battery backup | battery - 4 hours
| Hebron | *** Gilead Street | Verizon | Verizon/Hebron Lions Club | monopole | 30 | 30
| Hebron | ** Wall Street | Verizon | SBA | monopole | 135 | 150
| Hebron | ** Wall Street | AT&T | SBA | monopole | 115 | 150
| Hebron | ** Wall Street | Verizon | SBA | monopole | 135 | 150
| Hebron | ** Wall Street | Cingular | SBA | monopole | 116 | 150
| Hebron | ** Wall Street | Cingular | SBA | monopole |  | 150
| Hebron | ** Wall Street | Verizon | SBA | monopole | 135 | 150
| Hebron | ** Wall Street | AT&T | SBA | monopole | 118 | 150
| Hebron | ** Wall Street | Sprint | SBA | monopole |  | 150
| Hebron | ** Wall Street | AT&T | SBA | monopole |  | 150 |  | diesel generator
| Hebron | ** Wall Street | Verizon | SBA | monopole | 135 | 150
| Hebron | ** Wall Street | Sprint | SBA | monopole | 127 | 150
| Hebron | ** Wall Street | AT&T | SBA | monopole |  |  |  | diesel generator | 30-kilowatt
| Hebron | ** Wall Street | DISH | SBA | monopole | 145 | 150 | yes
Petition No. 565 | Hebron | *** Gilead Street | AT&T | SBA | monopole | 145 | 160
| Hebron | *** Gilead Street | Verizon | SBA | monopole | 155 | 160
| Hebron | *** Gilead Street | Verizon | SBA | monopole | 155 | 160
| Hebron | *** Gilead Street | Verizon | SBA | monopole | 155 | 160
| Hebron | *** Gilead Street | Cingular | SBA | monopole | 145 | 160
| Hebron | *** Gilead Street | Verizon | SBA | monopole | 155 | 160
| Hebron | *** Gilead Street | AT&T | SBA | monopole | 145 | 160
| Hebron | *** Gilead Street | AT&T | SBA | monopole | 135 | 160
| Hebron | *** Gilead Street | DISH | SBA | monopole | 115 | 160 | yes
| Hebron | *** Gilead Street | AT&T | SBA | monopole | 135 | 160 |  | diesel generator | 30kW
| Kent | ** Bulls Bridge Road | SCLP | SCLP | monopole | 180 | 180
| Kent | ** Bulls Bridge Road | LAC | S. Kent School Corp. | monopole | 150 | 180
Docket No. 162 | Kent | ** Bulls Bridge Road | CT State Police | SCLP | monopole | 150 | 180 |  | propane generator
Docket No. 162 | Kent | ** Bulls Bridge Road | SCLP | SCLP | monopole | 170 | 180
Docket No. 162 | Kent | ** Bulls Bridge Road | Sprint | SCLP | monopole | 124.5 | 180
Docket No. 162 | Kent | ** Bulls Bridge Road | WMNR | SCLP | monopole | 114.5 | 180
| Kent | ** Bulls Bridge Road | AT&T | SCLP | monopole | 152 | 180
| Kent | ** Bulls Bridge Road | Nextel | American Tower | monopole | 160 | 197
| Kent | ** Bulls Bridge Road | SNET/Cingular | American Tower | monopole | 182 | 180
| Kent | ** Bulls Bridge Road | Cingular | SBMS | monopole | 182.00, 160.00 | 180
| Kent | ** Bulls Bridge Road | AT&T | SBMS | monopole |  | 180
| Kent | ** Bulls Bridge Road | Nextel | American Tower | monopole | 110 | 180
| Kent | ** Bulls Bridge Road | AT&T | American Tower | monopole | 171 | 180
| Kent | ** Bulls Bridge Road | Verizon | American Tower | monopole | 160 | 180
| Kent | ** Bulls Bridge Road | Verizon | American Tower | monopole | 160 | 180
| Kent | ** Bulls Bridge Road | Verizon | AT&T | monopole | 160 | 180
| Kent | ** Bulls Bridge Road | Sprint | AT&T | monopole | 124 | 180
| Kent | ** Bulls Bridge Road | AT&T | AT&T | monopole | 180 | 180
| Kent | ** Bulls Bridge Road | Sprint | Crown Castle | monopole | 124 | 180
| Kent | ** Bulls Bridge Road | verizon | Crown Castle | monopole | 160 | 180
| Kent | ** Bulls Bridge Road | T-Mobile | Crown Castle | monopole | 170 | 180 |  | propane generator | 7.5 kW
| Kent | ** Bulls Bridge Road | Sprint | Crown Castle | monopole | 124 | 180
| Kent | ** Bulls Bridge Road | T-Mobile | Crown Castle | monopole | 170 | 180
| Kent | ** Bulls Bridge Road | Verizon | Crown Castle | monopole | 160 | 180
Docket No. 353 | Kent | ** Maple Street | Verizon | Verizon | monopole | 150 | 150
Docket No. 353 | Kent | ** Maple Street | Town of Kent | Verizon | monopole | 150 | 150
| Kent | ** Maple Street | Cingular | Verizon | monopole | 140 | 150
| Kent | ** Maple Street | Verizon | Verizon | monopole | 150 | 150
| Kent | ** Maple Street | AT&T | Verizon | monopole | 140 | 150
| Kent | ** Maple Street | Verizon | Verizon | monopole | 150 | 150
| Kent | ** Maple Street | AT&T | Verizon | monopole | 140 | 150
| Kent | ** Maple Street | T-Mobile | Verizon | monopole | 110 | 150
| Kent | ** Maple Street | AT&T | Verizon | monopole | 140 | 150
| Kent | ** Maple Street | Verizon | Verizon | monopole | 150 | 150
| Kent | ** Maple Street | AT&T | Verizon | monopole | 140 | 150
| Kent | ** Maple Street | Eversource | Verizon | monopole | 84 | 150 |  | propane generator | 24-kilowatt
Docket No. 488 | Kent | ** Richards Road | AT&T | Homeland towers | monopole | 131 | 135 |  | propane generator | 15-kilowatt/ 72 hr
Docket No. 488 | Kent | ** Richards Road | AT&T | Homeland towers | monopole | 131 | 135
Docket No. 488 | Kent | ** Richards Road |  | Infra Towers, LLC
| Kent | ** Richards Road | Verizon | Infra Towers, LLC | monopole | 121 | 135 | yes
Docket No. 469 | Killingly | *** Bailey Hill Road | Verizon | Verizon | monopole | 150 | 150 |  | diesel generator | 15 kW
| Killingly | *** Bailey Hill Road | Verizon | Verizon | monopole | 150 | 150
| Killingly | *** Bailey Hill Road | Verizon | Verizon | monopole | 150 | 150
| Killingly | ** Connecticut Mills Avenue | Cingular | Mark Yellin | water tank | 121 | 137
| Killingly | ** Connecticut Mills Avenue | AT&T | Mark Yellin | water tank | 115 | 137
| Killingly | ** Connecticut Mills Avenue | AT&T | Mark Yellin | water tank |  | 137 |  | diesel generator
| Killingly | **** Hartford Pike | AT&T | QVEC | self-support lattice | 108 | 150 |  | diesel generator
| Killingly | **** Hartford Pike | Verizon | QVEC | self-support lattice | 130 | 150
| Killingly | **** Hartford Pike | Verizon | QVEC | self-support lattice | 120 | 150 | yes
Petition No. 1132 | Killingly | *** Main Street | Verizon | Town of Killingly | rooftop | 64 | 64
| Killingly | *** Main Street | Verizon | Town of Killingly | rooftop | 64 | 64 | yes
Petition No. 1308 | Killingly | *** Mechanic Street | Eversource | Eversource | roof mounted monopole | 77 | 79
| Killingly | *** Mechanic Street | Eversource | Eversource | roof mounted monopole | 77 | 79
| Killingly | **** North Road | Nextel | AT&T Long Lines | self-support lattice | 206 | 288
| Killingly | **** North Road | Verizon | American Tower | self-support lattice | 267 | 288
| Killingly | **** North Road | Cingular | American Tower | self-support lattice | 279 | 288
| Killingly | **** North Road | Sprint Nextel | American Tower | self-support lattice | 306 | 288
| Killingly | **** North Road | Cingular | American Tower | self-support lattice | 254 | 288
| Killingly | **** North Road | Verizon | American Tower | self-support lattice | 262 | 288
| Killingly | **** North Road | AT&T | American Tower | self-support lattice | ` | 288
| Killingly | **** North Road | Verizon | American Tower | self-support lattice | 266 | 288
| Killingly | **** North Road | T-Mobile | American Tower | self-support lattice | 277 | 288 |  | propane generator | 7.5 kW
| Killingly | **** North Road | Sprint | American Tower | self-support lattice | 306 | 288
| Killingly | **** North Road | Verizon | American Tower | self-support lattice | 266 | 288
| Killingly | **** North Road | Sigfox | American Tower | self-support lattice | 288 | 288
| Killingly | **** North Road | T-Mobile | American Tower | self-support lattice | 277 | 288
| Killingly | **** North Road | Verizon | American Tower | self-support lattice | 266 | 288 | yes
| Killingly | **** North Road | DISH | American Tower | self-support lattice | 230 | 288 | yes
| Killingly | *** Providence Pike | Verizon | Quinebaug Valley Cmcns | guyed-lattice | 187 | 190 |  | propane generator
| Killingly | *** Providence Pike | T-Mobile | Quinebaug Valley Cmcns | guyed-lattice | 145 | 190
| Killingly | *** Providence Pike | Verizon | Quinebaug Valley Cmcns | guyed-lattice | 187 | 190
| Killingly | *** Providence Pike | T-Mobile | Quinebaug Valley Cmcns | guyed-lattice | 145 | 190
| Killingly | *** Providence Pike | AT&T | Quinebaug Valley Cmcns | guyed-lattice | 154, 161, 168, 175 | 190 | yes | propane generator | 15-kilowatt
| Killingly | **** Hartford Pike | Verizon | Quinebaug Valley Cmcns | self-support lattice | 120 | 150 | yes | propane generator | 50-kilowatt
| Killingly | ** Putnam Turnpike | AT&T | VoiceStream | monopole | 130 | 150
| Killingly | ** Putnam Turnpike | Cingular | VoiceStream | monopole | 130 | 150
| Killingly | ** Putnam Turnpike | Verizon | VoiceStream | monopole | 108 | 150
| Killingly | ** Putnam Turnpike | Cingular | VoiceStream | monopole | 130 | 150
| Killingly | ** Putnam Turnpike | MetroPCS | VoiceStream | monopole | 98 | 150
| Killingly | ** Putnam Turnpike | AT&T | TowerCo, LLC | monopole | 130 | 150
| Killingly | ** Putnam Turnpike | AT&T | TowerCo, LLC | monopole |  | 150 |  | diesel generator
| Killingly | ** Putnam Turnpike | AT&T | TowerCo, LLC | monopole | 130 | 150
| Killingly | ** Putnam Turnpike | Verizon | TowerCo, LLC | monopole | 108 | 150
| Killingly | ** Putnam Turnpike | T-Mobile | Town of Killingly | monopole | 148 | 150
| Killingly | ** Putnam Turnpike | AT&T | Town of Killingly | monopole | 130 | 150
| Killingly | ** Putnam Turnpike | Sprint | Town of Killingly | monopole | 140 | 150
| Killingly | ** Putnam Turnpike | Sprint | Town of Killingly | monopole | 140 | 150
| Killingly | ** Putnam Turnpike | Sprint | Town of Killingly | monopole | 140 | 150
| Killingly | ** Putnam Turnpike | T-Mobile | Town of Killingly | monopole | 150 | 150
| Killingly | ** Putnam Turnpike | AT&T | TowerCo, LLC | monopole | 130 | 150
| Killingly | ** Putnam Turnpike | Verizon | TowerCo, LLC | monopole | 108 | 150
| Killingly | ** Putnam Turnpike | DISH | TowerCo, LLC | monopole | 140 | 150
| Killingly | ** Putnam Turnpike | AT&T | [5 empty] | diesel-generator | 30-kilowatt
Docket No. 283 | Killingly | *** Ross Road | AT&T | AT&T | monopole | 120 | 120
| Killingly | *** Ross Road | New Cingular | New Cingular | monopole | 120 | 120
| Killingly | *** Ross Road | T-Mobile | New Cingular | monopole | 110 | 120
| Killingly | *** Ross Road | Verizon | New Cingular | monopole | 100 | 120
| Killingly | *** Ross Road | MetroPCS | New Cingular | monopole | 90 | 120
| Killingly | *** Ross Road | AT&T | AT&T | monopole | 121 | 120
| Killingly | *** Ross Road | T-Mobile | Crown Castle | monopole | 109 | 119
| Killingly | *** Ross Road | Verizon | Crown Castle | monopole | 100 | 119
| Killingly | *** Ross Road | Verizon | Crown Castle | monopole | 100 | 119
| Killingly | *** Ross Road | Smartsky | Crown Castle | monopole | 60 | 119
| Killingly | *** Ross Road | Verizon | Crown Castle | monopole | 100 | 119 | yes
| Killingly | *** Ross Road | DISH | Crown Castle | monopole | 75 | 119 | yes
| Killingly | *** Ross Road | T-Mobile | Crown Castle | monopole | 110 | 119 | yes
Docket No. 157 | Killingly | Westcott Road | DPS | DPS | self-support lattice | 140 | 140
| Killingly | Westcott Road | Quinn. Valley Emerg. Comm | DPS | self-support lattice | 50 | 140
| Killingly (Danielson) | *** East Franklin Street | BAM | SBA Towers | monopole | 155 | 160 |  | diesel generator
| Killingly (Danielson) | *** East Franklin Street | Omni | SBA Towers | monopole | 137 | 160
| Killingly (Danielson) | *** East Franklin Street | AT&T | SBA Towers | monopole | 127 | 160
| Killingly (Danielson) | *** East Franklin Street | T-Mobile | SBA Towers | monopole | 137 | 160
| Killingly (Danielson) | *** East Franklin Street | Verizon | SBA Towers | monopole | 155 | 160
| Killingly (Danielson) | *** East Franklin Street | Cingular | SBA Towers | monopole | 127 | 160
| Killingly (Danielson) | *** East Franklin Street | Cingular | SBA Towers | monopole |  | 160
| Killingly (Danielson) | *** East Franklin Street | MetroPCS | SBA Towers | monopole | 117 | 160
| Killingly (Danielson) | *** East Franklin Street | Verizon | SBA Towers | monopole | 155 | 160
| Killingly (Danielson) | *** East Franklin Street | AT&T | SBA Towers | monopole | 127 | 160
| Killingly (Danielson) | *** East Franklin Street | Sprint | SBA Towers | monopole | 145 | 160
| Killingly (Danielson) | *** East Franklin Street | Sprint | SBA Towers | monopole | 147 | 160
| Killingly (Danielson) | *** East Franklin Street | Verizon | SBA Towers | monopole | 155 | 160
| Killingly (Danielson) | *** East Franklin Street | Verizon | SBA Towers | monopole | 155 | 160
| Killingly (Danielson) | *** East Franklin Street | AT&T | SBA | monopole | 127 | 160
| Killingly (Danielson) | *** East Franklin Street | Sprint | SBA | monopole | 147 | 160
| Killingly (Danielson) | *** East Franklin Street | AT&T | SBA | monopole | 127 | 160
| Killingly (Danielson) | *** East Franklin Street | T-Mobile | SBA | monopole | 137 | 160
| Killingly (Danielson) | *** East Franklin Street | T-Mobile | SBA | monopole | 137 | 160 |  | diesel generator | 30-kilowatt
| Killingly (Danielson) | *** East Franklin Street | Verizon | SBA | monopole | 137 | 160
| Killingly (Danielson) | *** East Franklin Street | AT&T | SBA | monopole | 127 | 160 | yes
| Killingworth | *** Little City Road | Nextel | AT&T Long Lines | self-support lattice | 250 | 303
| Killingworth | *** Little City Road | AT&T | American Tower | self-support lattice | 140 | 321
| Killingworth | *** Little City Road | Cingular | American Tower | self-support lattice | 272 | 321
| Killingworth | *** Little City Road | Cingular/AT&T | American Tower | self-support lattice | 140 | 321
| Killingworth | *** Little City Road | Verizon | American Tower | self-support lattice | 175 | 321
| Killingworth | *** Little City Road | Cingular | American Tower | self-support lattice | 272 | 321
| Killingworth | *** Little City Road | Verizon | American Tower | self-support lattice | 171 | 321
| Killingworth | *** Little City Road | AT&T | American Tower | self-support lattice | 272 | 321
| Killingworth | *** Little City Road | American Tower | American Tower | self-support lattice |  | 321 |  | diesel generator
| Killingworth | *** Little City Road | Verizon | American Tower | self-support lattice | 171 | 321
| Killingworth | *** Little City Road | AT&T | American Tower | self-support lattice | 276 | 321
| Killingworth | *** Little City Road | DISH | American Tower | self-support lattice | 171 | 321 | yes
| Killingworth | *** Little City Road | Verizon | American Tower | self-support lattice | 169 | 321
| Killingworth | *** Little City Road | American Tower | American Tower | self-support lattice |  | 321 |  | diesel generator | 80- kilowatt
Docket No. 69 | Killingworth | ** Route ** | BAM | BAM | self-support lattice | 125 | 160
| Killingworth | ** Route ** | BAM | BAM | self-support lattice | 160 | 160
| Killingworth | ** Route ** | BAM | BAM | self-support lattice |  | 160 |  | propane generator
| Killingworth | ** Route ** | BAM | BAM | self-support lattice | 135 | 160
| Killingworth | ** Route ** | BAM | BAM | self-support lattice | 60 | 160
| Killingworth | ** Route ** | BAM/Sprint | BAM | self-support lattice | 140 | 160
| Killingworth | ** Route ** | BAM
| Killingworth | ** Route ** | Crown /Nextel | Crown | self-support lattice | 120 | 160
| Killingworth | ** Route ** | Crown | Crown | self-support lattice |  | 160
| Killingworth | ** Route ** | AT&T | Crown | self-support lattice | 92 | 160
| Killingworth | ** Route ** | Verizon | Crown | self-support lattice | 158 | 160
| Killingworth | ** Route ** | Verizon | Crown | self-support lattice | 160 | 160
| Killingworth | ** Route ** | Verizon | Crown | self-support lattice | 160 | 160
| Killingworth | ** Route ** | Cingular | Crown | self-support lattice | 92 | 160
| Killingworth | ** Route ** | Verizon | Crown | self-support lattice | 160 | 160
| Killingworth | ** Route ** | Sprint | Crown Castle | self-support lattice |  | 160
| Killingworth | ** Route ** | AT&T | Crown Castle | self-support lattice | 90 | 160
| Killingworth | ** Route ** | Verizon | Crown Castle | self-support lattice |  | 160 |  | propane generator | 1,000 gallon
| Killingworth | ** Route ** | Verizon | Crown Castle | self-support lattice | 160 | 160
| Killingworth | ** Route ** | Sprint | Crown Castle | self-support lattice | 144 | 160
| Killingworth | ** Route ** | DISH | Crown Castle | self-support lattice | 140 | 160 | yes
| Killingworth | *** North Chestnut Hill Road | Sprint | Crown Castle | monopole | 147 | 150
| Killingworth | *** North Chestnut Hill Road | T-Mobile | Crown Castle | monopole | 147 | 150 | yes
Docket No. 164 | Killingworth | *** North Chestnut Hill Road | BAM | BAM | self-support lattice | 168 | 170
| Killingworth | *** North Chestnut Hill Road | BAM
| Killingworth | *** North Chestnut Hill Road | Crown/Nextel | Crown | self-support lattice | 150 | 170
| Killingworth | *** North Chestnut Hill Road | AT&T | Crown | self-support lattice | 135 | 170
| Killingworth | *** North Chestnut Hill Road | Verizon | Crown | self-support lattice | 170 | 170
| Killingworth | *** North Chestnut Hill Road | Verizon | Crown | self-support lattice | 172 | 170
| Killingworth | *** North Chestnut Hill Road | Cingular | Crown | self-support lattice | 135 | 170
| Killingworth | *** North Chestnut Hill Road | Verizon | Crown | self-support lattice | 170 | 170
| Killingworth | *** North Chestnut Hill Road | AT&T | Crown Castle | self-support lattice | 136 | 170
| Killingworth | *** North Chestnut Hill Road | Sprint | Crown Castle | self-support lattice |  | 170
| Killingworth | *** North Chestnut Hill Road | Verizon | Crown Castle | self-support lattice |  | 170 |  | propane generator | 1,000 gallon
Docket No. 104 | Killingworth | *** Route ** | SNET Cellular | Valley Shore | self-support lattice | 121 | 140
| Killingworth | *** Route ** | SNET Cellular |  | self-support lattice
| Killingworth | *** Route ** | Nextel | Valley Shore | self-support lattice | 140 | 140
| Killingworth | *** Route ** | SNET/Cingular | Valley Shore | self-support lattice | 133 | 140
| Killingworth | *** Route ** | Cingular | Valley Shore | self-support lattice | 133 | 140
| Killingworth | *** Route ** | AT&T | Valley Shore | self-support lattice | 133 | 140
| Killingworth | *** Route ** | AT&T | Valley Shore | self-support lattice | 133 | 140
| Killingworth | *** Route ** | AT&T | Valley Shore | self-support lattice | 133 | 140
| Killingworth | *** Route ** | AT&T | Valley Shore | self-support lattice |  |  |  | diesel generator | 50-kilowatt
| Killingworth | * Sherwood Forest Lane | AT&T | Sprint Sites | monopole | 130 | 150
| Killingworth | * Sherwood Forest Lane | Cingular | Sprint Sites | monopole | 140 | 150
| Killingworth | * Sherwood Forest Lane | Cingular/AT&T | Sprint Sites | monopole | 130 | 150
| Killingworth | * Sherwood Forest Lane | Cingular/AT&T | Sprint Sites | monopole | 140 | 150
| Killingworth | * Sherwood Forest Lane | Verizon | Sprint Sites | monopole | 130 | 150
| Killingworth | * Sherwood Forest Lane | Verizon | Sprint Sites | monopole |  | 150
| Killingworth | * Sherwood Forest Lane | Sprint | Crown Castle | monopole |  | 150
| Killingworth | * Sherwood Forest Lane | AT&T | Crown Castle | monopole | 143 | 150
| Killingworth | * Sherwood Forest Lane | Verizon | Crown Castle | monopole | 128 | 150
| Killingworth | * Sherwood Forest Lane | AT&T | Crown Castle | monopole | 143 | 150
| Killingworth | * Sherwood Forest Lane | Sprint | Crown Castle | monopole | 152 | 150
| Killingworth | * Sherwood Forest Lane | AT&T | Crown Castle | monopole | 140 | 150
| Killingworth | * Sherwood Forest Lane | DISH | Crown Castle | monopole | 118 | 150 | yes
Petition No. 1242 | Killingworth | Route ** | Storer CT | Storer Cablevision of Clinton | guyed-lattice | 370 | 370
Petition No. 930 | Lebanon | *** Waterman Road | Verizon | Verizon | wood pole | 40 | 40
| Lebanon | *** Waterman Road | Verizon | Verizon | wood pole | 38.6 | 32.8
Sub-petition No. 1133 | Lebanon | *** Waterman Road | Verizon | Verizon | wood pole | 36 | 33
Docket No. 257 | Lebanon | **** Exeter Road | AT&T | AT&T | monopole | 120 | 120
| Lebanon | **** Exeter Road | Cingular | AT&T | monopole | 120 | 120
Petition No. 964 | Lebanon | **** Exeter Road | Verizon | AT&T | monopole | 150 | 150
| Lebanon | **** Exeter Road | AT&T | AT&T | monopole | 120 | 150
| Lebanon | **** Exeter Road | Verizon | AT&T | monopole | 150 | 150
| Lebanon | **** Exeter Road | AT&T | AT&T | monopole | 120 | 150
| Lebanon | **** Exeter Road | T-Mobile | AT&T | monopole | 131 | 150 | yes | diesel generator | 50-kilowatt
| Lebanon | **** Exeter Road | AT&T | AT&T | monopole |  | 150 |  | diesel generator | 30-kilowatt
| Lebanon | *** Gates Road | Verizon | GHT LLC | guyed-lattice | 120 | 120
| Lebanon | *** Gates Road | Verizon | GHT LLC | guyed-lattice | 120 | 120
| Lebanon | *** Gates Road | Verizon | GHT LLC | guyed-lattice | 120 | 120 | yes
| Lebanon | *** Gates Road | SNET/SCLP | SNET/SCLP | self-support lattice | 131 | 120
| Lebanon | *** Gates Road | SNET/SCLP | SNET/SCLP | self-support lattice | 120 | 120
| Lebanon | *** Gates Road | OMNI | SNET/SCLP | self-support lattice | 99.5 | 120
| Lebanon | *** Gates Road | SNET/Cingular | SNET/SCLP | self-support lattice | 129 | 120
| Lebanon | *** Gates Road | T-Mobile | SNET/SCLP | self-support lattice | 99.5 | 120
| Lebanon | *** Gates Road | Cingular | SNET/SCLP | self-support lattice | 129 | 120
| Lebanon | *** Gates Road | AT&T | SNET/SCLP | self-support lattice | 124 | 120
| Lebanon | *** Gates Road | AT&T | SNET/SCLP | self-support lattice | 123 | 120
| Lebanon | *** Gates Road | AT&T | AT&T | self-support lattice | 121 | 124
| Lebanon | *** Gates Road | AT&T | AT&T | self-support lattice | 121 | 124
| Lebanon | *** Gates Road | AT&T | AT&T | self-support lattice | 121 | 124
| Lebanon | *** Gates Road | T-Mobile | AT&T | self-support lattice | 109 | 124 | yes | diesel generator | 35-kilowatt
Petition No. 578 | Lebanon | *** Goshen Hill Road | AT&T | SBA | monopole | 130 | 156
| Lebanon | *** Goshen Hill Road | AT&T | SBA | monopole | 140 | 156
| Lebanon | *** Goshen Hill Road | AT&T | SBA | monopole |  |  |  | diesel generator | 30-kilowatt
Docket No. 482 | Lebanon | *** Exeter Road | Verizon | Verizon | monopole | 140 | 150 |  | battery cabinet and propane generator | 35kw/5.5 days
| Lebanon | *** Exeter Road | Verizon | Verizon | monopole
| Lebanon | *** Exeter Road | Verizon | Verizon | monopole | 140 | 150
Docket No. 322 | Ledyard | ** Orchard Drive | T-Mobile | Optasite | monopole | 147 | 150
| Ledyard | ** Orchard Drive |  | SBA | monopole |  | 150
| Ledyard | ** Orchard Drive | MetroPCS | SBA | monopole | 137 | 150
| Ledyard | ** Orchard Drive | T-Mobile | SBA | monopole | 147 | 150
| Ledyard | ** Orchard Drive | Verizon | SBA | monopole | 127 | 150 |  | diesel generator | 15 kW
| Ledyard | ** Orchard Drive | T-Mobile | SBA | monopole | 147 | 150
| Ledyard | ** Orchard Drive | DISH | SBA | monopole | 137 | 150 | yes
| Ledyard | ** Orchard Drive | Verizon | SBA | monopole | 127 | 150
Petition No. 50 | Ledyard | *** Vinegar Hill Road | Coastal Cable TV | DPS | self-support lattice | 110 | 180
Petition No. 55 | Ledyard | *** Vinegar Hill Road | DOT | DPS | self-support lattice | 170 | 180
Petition No. 141 | Ledyard | *** Vinegar Hill Road | NECS | DPS | self-support lattice | 176 | 180
| Ledyard | *** Vinegar Hill Road | DOT, FBI | DPS | self-support lattice | 66-180 | 180
Petition No. 774 | Ledyard | *** Vinegar Hill Road | Cingular | DPS | self-support lattice | 196 | 199
Petition No. 774 | Ledyard | *** Vinegar Hill Road | T-Mobile | DPS | self-support lattice | 187 | 199
| Ledyard | *** Vinegar Hill Road | AT&T | DPS | self-support lattice | 19 | 199
| Ledyard | *** Vinegar Hill Road | AT&T | DPS | self-support lattice | 196 | 199
| Ledyard | *** Long Cove Road | Verizon | SBA | monopole | 162 | 165
| Ledyard | *** Long Cove Road | DISH | SBA | monopole | 152 | 165 | yes
| Ledyard | *** colonel Ledyard Highway | AT&T | Mind Reader Research | guyed lattice | 173 | 347 |  | diesel generator | 20kW
| Ledyard | ***A Colonel Ledyard Highway | Verizon | Red Wolf Broadcasting | guyed-lattice | 180 | 347
| Ledyard | ***A Colonel Ledyard Highway | Marcus Communications | Red Wolf Broadcasting | guyed-lattice | 295 & 270 | 347
| Ledyard | ***A Colonel Ledyard Highway | SNET/Cingular | Red Wolf Broadcasting | guyed-lattice | 200 | 347
| Ledyard | ***A Colonel Ledyard Highway | Nextel | Red Wolf Broadcasting | guyed-lattice | 235 | 347
| Ledyard | ***A Colonel Ledyard Highway | AT&T | Red Wolf Broadcasting | guyed-lattice | 190 | 347
| Ledyard | ***A Colonel Ledyard Highway | T-Mobile | Red Wolf Broadcasting | guyed-lattice | 180 | 347
| Ledyard | ***A Colonel Ledyard Highway | Cingular/AT&T | Red Wolf Broadcasting | guyed-lattice | 190 | 347
| Ledyard | ***A Colonel Ledyard Highway | Verizon | Red Wolf Broadcasting | guyed-lattice | 175 | 347
| Ledyard | ***A Colonel Ledyard Highway | Cingular | Red Wolf Broadcasting | guyed-lattice | 200 | 347
| Ledyard | ***A Colonel Ledyard Highway | AT&T | Red Wolf Broadcasting | guyed-lattice | 200 | 347
| Ledyard | ***A Colonel Ledyard Highway | Verizon | Red Wolf Broadcasting | guyed-lattice | 180 | 347
| Ledyard | ***A Colonel Ledyard Highway | T-Mobile | Red Wolf Broadcasting | guyed-lattice | 185 | 347
| Ledyard | ***A Colonel Ledyard Highway | T-Mobile | Red Wolf Broadcasting | guyed-lattice | 185 | 347
| Ledyard | ***A Colonel Ledyard Highway | Verizon | Red Wolf Broadcasting | guyed-lattice | 180 | 347
| Ledyard | ***A Colonel Ledyard Highway | AT&T | Red Wolf Broadcasting | guyed-lattice | 200 | 347
| Ledyard | ***A Colonel Ledyard Highway | Sprint | Red Wolf Broadcasting | guyed-lattice | 225 | 347
| Ledyard | ***A Colonel Ledyard Highway | Sprint | Red Wolf Broadcasting | guyed-lattice | 244 | 347
| Ledyard | ***A Colonel Ledyard Highway | T-Mobile | Red Wolf Broadcasting | guyed-lattice | 185 | 347
| Ledyard | ***A Colonel Ledyard Highway | AT&T | Red Wolf Broadcasting | guyed-lattice | 200 | 347
| Ledyard | ***A Colonel Ledyard Highway | T-Mobile | Red Wolf Broadcasting | guyed-lattice | 185 | 347 | yes
| Ledyard | ***A Colonel Ledyard Highway | AT&T | Red Wolf Broadcasting | guyed-lattice
Docket No. 124 | Lisbon | **-** Mell Road | SNET Cellular | SNET Cellular | monopole | 187 | 187
| Lisbon | **-** Mell Road | SNET Cellular | SNET Cellular | monopole
| Lisbon | **-** Mell Road | SNET/Cingular | SCLP | monopole | 187 | 187
| Lisbon | **-** Mell Road | Cingular | SCLP | monopole | 187 | 187
| Lisbon | **-** Mell Road | AT&T | American Tower | monopole | 180 | 187
| Lisbon | **-** Mell Road | (American Tower) | American Tower | monopole |  | 187 |  | diesel generator
| Lisbon | **-** Mell Road | AT&T | American Tower | monopole | 184 | 187
| Lisbon | **-** Mell Road | AT&T | American Tower | monopole | 184 | 187
| Lisbon | **-** Mell Road | DISH | American Tower | monopole | 173 | 187 | yes
| Lisbon | ** Mell Road | Omni | SBA Towers | monopole | 197.33 | 198
| Lisbon | ** Mell Road | Verizon | SBA | monopole | 161 | 195 |  | diesel generator
| Lisbon | ** Mell Road | AT&T | SBA | monopole | 147.5 | 195
| Lisbon | ** Mell Road | T-Mobile | SBA | monopole | 197.33 | 195
| Lisbon | ** Mell Road | T-Mobile | SBA | monopole | 195 | 195
| Lisbon | ** Mell Road | Cingular/AT&T | SBA | monopole |  | 195
| Lisbon | ** Mell Road | MetroPCS | SBA | monopole | 145 | 195
| Lisbon | ** Mell Road | Verizon | SBA | monopole | 160 | 195
| Lisbon | ** Mell Road | Sprint | SBA | monopole | 173 | 195
| Lisbon | ** Mell Road | T-Mobile | SBA | monopole | 195 | 195
| Lisbon | ** Mell Road | Verizon | SBA | monopole | 159 | 195
| Lisbon | ** Mell Road | T-Mobile | SBA | monopole | 195 | 195
| Lisbon | ** Mell Road | Verizon | SBA | monopole | 159 | 195
| Lisbon | ** Mell Road | Sprint | SBA | monopole | 173 | 195
| Lisbon | ** Mell Road | DISH | SBA | monopole | 145 | 195 | yes
| Lisbon | ** Mell Road | Verizon | SBA | monopole | 159 | 195
Petitioon No. 771 | Lisbon | *** River Road | Cingular | CL&P | utility pole | 105.5 | 108
Docket No. 258 | Litchfield | ****-**** Bantam Road | Sprint | Sprint | monopole | 150 | 150
| Litchfield | ****-**** Bantam Road |  | Bay Communications | monopole |  | 150
| Litchfield | ****-**** Bantam Road | Cingular | Bay Communications | monopole | 130 | 150
| Litchfield | ****-**** Bantam Road | Verizon | Bay Communications | monopole | 140 | 150
| Litchfield | ****-**** Bantam Road | Verizon | Bay Communications | monopole | 140 | 150
| Litchfield | ****-**** Bantam Road |  | SBA Communications | monopole |  | 150
| Litchfield | ****-**** Bantam Road | Sprint | SBA | monopole | 150 | 150
| Litchfield | ****-**** Bantam Road | Verizon | SBA | monopole | 138 | 150
| Litchfield | ****-**** Bantam Road | AT&T | SBA | monopole | 128.5 | 150
| Litchfield | ****-**** Bantam Road | Sprint | SBA | monopole | 147.5 | 150
| Litchfield | ****-**** Bantam Road | T-Mobile | SBA | monopole | 115 | 150
| Litchfield | ****-**** Bantam Road | Sprint | SBA | monopole | 149 | 150
| Litchfield | ****-**** Bantam Road | AT&T | SBA | monopole | 128.5 | 150
| Litchfield | ****-**** Bantam Road | T-Mobile | SBA | monopole | 115 | 150
| Litchfield | ****-**** Bantam Road | T-Mobile | SBA | monopole | 115 | 150
| Litchfield | ****-**** Bantam Road | Verizon | SBA | monopole | 97 | 150 | yes
Docket No. 299 | Litchfield | *** Torrington Road | Sprint | Sprint | monopole | 127.5 | 140
Docket No. 299 | Litchfield | *** Torrington Road | Cingular | Sprint | monopole | 115 | 140
Docket No. 299 | Litchfield | *** Torrington Road | Verizon | Sprint | monopole | 138 | 140
| Litchfield | *** Torrington Road | T-Mobile | Sprint | monopole | 108 | 140
| Litchfield | *** Torrington Road | Verizon | TowerCo | monopole | 138 | 140
| Litchfield | *** Torrington Road | AT&T | TowerCo | monopole | 118 | 140
| Litchfield | *** Torrington Road | Sprint | TowerCo | monopole | 127 | 140
| Litchfield | *** Torrington Road | Sprint | TowerCo | monopole | 127 | 140
| Litchfield | *** Torrington Road | AT&T | TowerCo | monopole | 118 | 140
| Litchfield | *** Torrington Road | T-Mobile | SBA | monopole | 108 | 140
| Litchfield | *** Torrington Road | AT&T | SBA | monopole | 118 | 140
| Litchfield | *** Torrington Road | AT&T | SBA | monopole | 118 | 140
| Litchfield | *** Torrington Road | DISH | SBA | monopole | 94 | 140 | yes
| Litchfield | *** Bantam Road | DPS | DPS | self-support lattice | 177 | 180
| Litchfield | *** Bantam Road | DPS | DPS | self-support lattice | 120 | 180
| Litchfield | *** Bantam Road | AT&T | DPS | self-support lattice | 160 | 180
Docket No. 118 | Litchfield | *** Bantam Road | Omni | DPS | self-support lattice | 165 | 180
| Litchfield | *** Bantam Road | Sprint | DPS | self-support lattice | 170 | 180
| Litchfield | *** Bantam Road | T-Mobile | DPS | self-support lattice | 165 | 180
| Litchfield | *** Bantam Road | Cingular | DPS | self-support lattice | 160 | 180
| Litchfield | *** Bantam Road | Verizon | DPS | self-support lattice | 150 | 180
| Litchfield | *** Bantam Road | Verizon | DPS | self-support lattice | 142 | 180
| Litchfield | *** Bantam Road | AT&T | DPS | self-support lattice | 162 | 180
| Litchfield | *** Bantam Road | Sprint | DPS | self-support lattice | 172 | 180
| Litchfield | *** Bantam Road | Verizon | DPS | self-support lattice |  | 180
| Litchfield | *** Bantam Road | Eversource | DPS | self-support lattice | 129, 114 | 180 | n.a
Docket No. 513 | Litchfield | Mason Hill Road, | Verizon | Verizon | monopole | 105 | 110 | yes | propane generator | 30-kW
| Litchfield | Mason Hill Road, | Cellco/Verizon | The Towers, LLC
| Lyme | *** Grassy Hill Road | Nextel | AT&T Long Lines | self-support lattice | 118 | 100
| Lyme | *** Grassy Hill Road | Cingular | American Tower | self-support lattice | 90 | 100
| Lyme | *** Grassy Hill Road | Sprint/Nextel | American Tower | self-support lattice | 118 | 100
| Lyme | *** Grassy Hill Road | Verizon | American Tower | self-support lattice | 82 | 100
| Lyme | *** Grassy Hill Road | Verizon | American Tower | self-support lattice | 82 | 100
| Lyme | *** Grassy Hill Road | Sprint | American Tower | self-support lattice | 115 | 100
| Lyme | *** Grassy Hill Road | Verizon | American Tower | self-support lattice | 81 | 100 | yes
Docket No. 381 | Lyme | ** Gungy Road | AT&T | AT&T | monopole | 177 | 180
| Lyme | ** Gungy Road | AT&T | AT&T | monopole | 177 | 180
| Lyme | ** Gungy Road | AT&T | AT&T | monopole | 177 | 180
| Madison | *** New Road | Sprint | CL&P | guyed-lattice | 125 | 180
| Madison | *** New Road | Omni | CL&P | guyed-lattice | 162 | 180
| Madison | *** New Road | Metricom | CL&P | guyed-lattice | 70 | 180
| Madison | *** New Road | T-Mobile | CL&P | guyed-lattice | 162 | 180
| Madison | *** New Road | AT&T | CL&P | guyed-lattice | 77.5 | 180
| Madison | *** New Road | Cingular | CL&P | guyed-lattice | 77 | 180
| Madison | *** New Road | T-Mobile | CL&P | guyed-lattice | 159 | 180
| Madison | *** New Road | Sprint | CL&P | guyed-lattice |  | 180 |  | fuel cell backup
| Madison | *** New Road | AT&T | CL&P | guyed-lattice | 77 | 180
| Madison | *** New Road | Sprint | CL&P | guyed-lattice | 125 | 180
| Madison | *** New Road | T-Mobile | CL&P | guyed-lattice | 159 | 180
| Madison | *** New Road | T-Mobile | CL&P/Eversource | guyed-lattice | 159 | 180
| Madison | *** New Road | Verizon | Eversource | guyed-lattice | 95 | 180 |  | propane generator
| Madison | *** New Road | Eversource | Eversource | guyed-lattice | 177 | 180
| Madison | *** New Road | AT&T | Eversource | guyed-lattice | 77 | 180 | yes
| Madison | *** New Road | AT&T | Eversource | guyed-lattice | 77 | 180 | yes
Docket No. 390 | Madison | ** Orchard Park Road | T-Mobile | T-Mobile | monopole | 100 | 100
| Madison | ** Orchard Park Road |  | Florida Tower Partners | monopole |  | 100
| Madison | ** Orchard Park Road | AT&T | Florida Tower Partners | monopole | 90 | 100
| Madison | ** Orchard Park Road | T-Mobile | Florida Tower Partners | monopole | 100 | 100
| Madison | ** Orchard Park Road | T-Mobile | Florida Tower Partners | monopole | 95 | 100
| Madison | ** Orchard Park Road |  | American Towers LLC | monopole |  | 100
| Madison | ** Orchard Park Road | Verizon | American Towers LLC | monopole | 76 | 100 |  | natural gas generator | 10 kW
| Madison | ** Orchard Park Road | T-Mobile | Florida Tower Partners | monopole | 95 | 100
| Madison | ** Orchard Park Road | AT&T | Florida Tower Partners | monopole | 90 | 100 | yes
| Madison | ** Orchard Park Road | T-Mobile | Florida Tower Partners | monopole | 95 | 100 | yes
| Madison | ** Orchard Park Road | Verizon | Florida Tower Partners | monopole | 76 | 100 | yes
Docket No. 333 | Madison | ** Cottage Road | T-Mobile | Light Tower | monopole | 117 | 130
Docket No. 333 | Madison | ** Cottage Road | Madison PD | Light Tower | monopole | 75 | 130
| Madison | ** Cottage Road |  | SBA | monopole |  | 130
| Madison | ** Cottage Road | AT&T | SBA | monopole | 127 | 130
| Madison | ** Cottage Road | Verizon | SBA | monopole | 107 | 130 |  | diesel generator
| Madison | ** Cottage Road | T-Mobile | SBA | monopole | 117 | 130
| Madison | ** Cottage Road | Verizon | SBA | monopole | 107 | 130
| Madison | ** Cottage Road | AT&T | SBA | monopole | 127 | 130
| Madison | ** Cottage Road | Verizon | SBA | monopole | 107 | 130
| Madison | ** Cottage Road | AT&T | SBA | monopole | 127 | 130
| Madison | ** Cottage Road | AT&T | SBA | monopole | 127 | 130
| Madison | ** Cottage Road | T-Mobile | SBA | monopole | 117 | 130 | yes
| Madison | ** Cottage Road | DISH | SBA | monopole | 90 | 130 | yes
| Madison | ** Cottage Road | AT&T | SBA | monopole | 127 | 130 | yes
| Madison | ** Cottage Road | AT&T | SBA | monopole | 127 | 130 | yes
Docket No. 290 | Madison | **** Durham Road | AT&T | AT&T | monopole | 120 | 120
Docket No. 290 | Madison | **** Durham Road | Sprint | AT&T | monopole | 110 | 120
| Madison | **** Durham Road | Verizon | AT&T | monopole | 98 | 120
| Madison | **** Durham Road | Sprint | AT&T | monopole |  | 120 |  | fuel cell backup
| Madison | **** Durham Road | Verizon | AT&T | monopole | 96 | 120
| Madison | **** Durham Road | Sprint | AT&T | monopole | 108 | 120
| Madison | **** Durham Road | AT&T | AT&T | monopole | 119 | 120
| Madison | **** Durham Road | Verizon | AT&T | monopole | 96 | 120
| Madison | **** Durham Road | Verizon | AT&T | monopole | 117 | 120
| Madison | **** Durham Road | Sprint | Crown Castle | monopole | 106 | 120
| Madison | **** Durham Road | Sprint | Crown Castle | monopole | 106 | 120
| Madison | **** Durham Road | Verizon | AT&T | monopole | 118 | 120
| Madison | **** Durham Road | Verizon | AT&T | monopole |  | 120 |  | diesel generator | 30 kW
| Madison | *-* Campus Drive | Verizon | Town of Madison | self-support lattice | 120 | 150 | yes | natural gas fueled generator | 30-kilowatt
Docket No. 363 | Madison | *** Ridge Road | T-Mobile | Crown | monopole | 147 | 150
| Madison | *** Ridge Road | Cingular/AT&T | Crown | monopole | 140 | 150
| Madison | *** Ridge Road | Verizon | Crown Castle | monopole | 130 | 150
| Madison | *** Ridge Road | AT&T | Crown Castle | monopole | 140 | 150
| Madison | *** Ridge Road | Verizon | Crown Castle | monopole | 130 | 150
| Madison | *** Ridge Road | Verizon | Crown Castle | monopole | 130 | 150
| Madison | *** Ridge Road | T-Mobile | Crown Castle | monopole | 150 | 150
| Madison | *** Ridge Road | Verizon | Crown Castle | monopole | 130 | 150
| Madison | *** Ridge Road | T-Mobile | Crown Castle | monopole | 150 | 150
| Madison | *** Ridge Road | AT&T | Crown Castle | monopole | 140 | 150
| Madison | *** Ridge Road | T-Mobile | Crown Castle | monopole | 150 | 150
| Madison | *** Ridge Road | DISH | Crown Castle | monopole | 99 | 150 | yes
| Madison | *** Ridge Road | Verizon | Crown Castle | monopole | 130 | 150
| Madison | * Old Route ** | BAM | American Tower | monopole | 140 | 150 |  | generator
| Madison | * Old Route ** | SCLP | American Tower | monopole | 130 | 150
| Madison | * Old Route ** | VoiceStream | American Tower | monopole | 120 | 150
| Madison | * Old Route ** | AT&T | American Tower | monopole | 110 | 150
| Madison | * Old Route ** | SNET/Cingular | American Tower | monopole | 130 | 150
| Madison | * Old Route ** | T-Mobile | American Tower | monopole | 120 | 150
| Madison | * Old Route ** | Sprint | American Tower | monopole | 96 | 150
| Madison | * Old Route ** | Verizon | American Tower | monopole | 140 | 150
| Madison | * Old Route ** | Cingular | American Tower | monopole | 132 | 150
| Madison | * Old Route ** | Verizon | American Tower | monopole | 140 | 150
| Madison | * Old Route ** | Pocket (now MetroPCS) | American Tower | monopole | 86 | 150
| Madison | * Old Route ** | T-Mobile | American Tower | monopole | 120 | 150
| Madison | * Old Route ** | AT&T | American Tower | monopole | 132 | 150
| Madison | * Old Route ** | Verizon | American Tower | monopole | 140 | 150
| Madison | * Old Route ** | Sprint | American Tower | monopole | 96.3 | 150
| Madison | * Old Route ** | T-Mobile | American Tower | monopole | 120 | 150
| Madison | * Old Route ** | Sprint | American Tower | monopole | 97.5 | 150
| Madison | * Old Route ** | Verizon | American Tower | monopole | 140 | 148
| Madison | * Old Route ** | AT&T | American Tower | monopole | 132 | 150
| Madison | * Old Route ** | Verizon | American Tower | monopole | 140 | 150
| Madison | * Old Route ** | AT&T | American Tower | monopole | 132 | 150
| Madison | * Old Route ** | Verizon | American Tower | monopole | 140 | 150
| Madison | * Old Route ** | Verizon | American Tower | monopole | 140 | 150
| Madison | *** Opening Hill Road | SNET/SCLP | Madison, Town of | self-support lattice | 140 | 150
| Madison | *** Opening Hill Road | BAM | Madison, Town of | self-support lattice | 110 | 180
| Madison | *** Opening Hill Road | Nextel | Madison, Town of | self-support lattice | 160 | 180
| Madison | *** Opening Hill Road | Nextel | Madison, Town of | self-support lattice | 160 | 180
| Madison | *** Opening Hill Road | SCLP | Madison, Town of | self-support lattice | 140 | 180
| Madison | *** Opening Hill Road | Sprint | Madison, Town of | self-support lattice | 150 | 180
| Madison | *** Opening Hill Road | VoiceStream | North Madison Vol. Fire Dept. | self-support lattice | 130 | 180
| Madison | *** Opening Hill Road | AT&T | Madison, Town of | self-support lattice | 120 | 180
| Madison | *** Opening Hill Road | Cingular | Madison, Town of | self-support lattice | 139 | 180
| Madison | *** Opening Hill Road | T-Mobile | Madison, Town of | self-support lattice | 130 | 180
| Madison | *** Opening Hill Road | Verizon | Madison, Town of | self-support lattice | 170 | 180
| Madison | *** Opening Hill Road | AT&T | Madison, Town of | self-support lattice | 120 | 180
| Madison | *** Opening Hill Road | Verizon | Madison, Town of | self-support lattice | 170 | 180
| Madison | *** Opening Hill Road | Cingular | Madison, Town of | self-support lattice | 140 | 180
| Madison | *** Opening Hill Road | Verizon | Unison Site Management | self-support lattice | 170 | 180
| Madison | *** Opening Hill Road | Sprint | Cell Tower Lease Acquisition | self-support lattice | 150 | 180
| Madison | *** Opening Hill Road | AT&T | Global Tower Partners | self-support lattice | 139 | 180
| Madison | *** Opening Hill Road | Sprint | North Madison Vol. Fire Dept. | self-support lattice | 150 | 180
| Madison | *** Opening Hill Road | Verizon | American Tower | self-support lattice | 170 | 180
| Madison | *** Opening Hill Road | T-Mobile | American Tower | self-support lattice | 130 | 180
| Madison | *** Opening Hill Road | Verizon | American Tower | self-support lattice | 170 | 180
| Madison | *** Opening Hill Road | Sprint | American Tower | self-support lattice | 150 | 180
| Madison | *** Opening Hill Road | AT&T | American Tower | self-support lattice | 140 | 180
| Madison | *** Opening Hill Road | T-Mobile | American Tower | self-support lattice | 130 | 180
| Madison | *** Opening Hill Road | T-Mobile | American Tower | self-support lattice | 130 | 180 |  | diesel generator | 48-kilowatt
| Madison | *** Opening Hill Road | Verizon | American Tower | self-support lattice | 170 | 180 | yes
| Madison | *** Opening Hill Road | DISH | American Tower | self-support lattice | 110 | 180 | yes
Petition No. 693 | Manchester | *** Olcott Street | Cingular | CL&P | utility pole | 165 | 155
| Manchester | *** Olcott Street | AT&T | CL&P | utility pole | 165 | 155
Petition No. 1044 | Manchester | *** Olcott Street | MetroPCS | CL&P | utility pole | 144.7 | 155
| Manchester | *** Olcott Street | AT&T | Eversource | utility pole | 165 | 144
| Manchester | *** Olcott Street | Verizon | Eversource | utility pole | 115 | 144 | yes
| Manchester | *** Spencer Street | AT&T Wireless | VoiceStream | monopole | 99 | 125
| Manchester | *** Spencer Street | AT&T Wireless | VoiceStream | monopole | 99 | 125
| Manchester | *** Spencer Street | T-Mobile | VoiceStream | monopole | 119 | 125
| Manchester | *** Spencer Street | Cingular | VoiceStream | monopole | 98 | 125
| Manchester | *** Spencer Street | T-Mobile | VoiceStream | monopole | 117 | 125
| Manchester | *** Spencer Street | AT&T | T-Mobile | monopole | 98 | 125
| Manchester | *** Spencer Street | AT&T | Crown Castle | monopole |  | 125
| Manchester | *** Spencer Street | AT&T | Crown Castle | monopole | 102 | 125
| Manchester | *** Middle Turnpike East | Sprint | Town of Manchester | monopole | 153 | 190
| Manchester | *** Middle Turnpike East | AT&T | Town of Manchester | monopole | 143 | 190
| Manchester | *** Middle Turnpike East | T-Mobile | Town of Manchester | monopole | 163 | 190
| Manchester | *** Middle Turnpike East | Nextel | Town of Manchester | monopole | 123 | 190
| Manchester | *** Middle Turnpike East | Sprint | Town of Manchester | monopole | 153 | 190
| Manchester | *** Middle Turnpike East | Cingular | Town of Manchester | monopole | 144 | 190
| Manchester | *** Middle Turnpike East | Cingular | Town of Manchester | monopole |  | 190
| Manchester | *** Middle Turnpike East | Verizon | Town of Manchester | monopole | 113 | 190
| Manchester | *** Middle Turnpike East | T-Mobile | Town of Manchester | monopole | 163 | 190
| Manchester | *** Middle Turnpike East | Pocket (now MetroPCS) | Town of Manchester | monopole | 174 | 190
| Manchester | *** Middle Turnpike East | Clearwire | Town of Manchester | monopole | 153 | 190
| Manchester | *** Middle Turnpike East | AT&T | Town of Manchester | monopole | 143 | 190
| Manchester | *** Middle Turnpike East | T-Mobile | Town of Manchester | monopole | 163 | 190
| Manchester | *** Middle Turnpike East | Sprint | Town of Manchester | monopole | 153 | 190
| Manchester | *** Middle Turnpike East | MetroPCS | Town of Manchester | monopole |  | 190
| Manchester | *** Middle Turnpike East | Verizon | Town of Manchester | monopole | 113 | 190 |  | natural gas generator | unlimited
| Manchester | *** Middle Turnpike East | AT&T | Town of Manchester | monopole | 143 | 190
| Manchester | *** Middle Turnpike East | T-Mobile | Town of Manchester PD | monopole | 163 | 183
| Manchester | *** Middle Turnpike East | T-Mobile | Town of Manchester PD | monopole | 163 | 183
| Manchester | *** Middle Turnpike East | T-Mobile | Town of Manchester | monopole | 163 | 184
| Manchester | *** Middle Turnpike East | AT&T | Town of Manchester | monopole | 143 | 183
| Manchester | *** Middle Turnpike East | Sprint | Town of Manchester | monopole | 154 | 184
| Manchester | *** Middle Turnpike East | T-Mobile | Town of Manchester | monopole | 163 | 184
| Manchester | *** Middle Turnpike East | AT&T | Town of Manchester | monopole | 143 | 184
| Manchester | *** Middle Turnpike East | AT&T | Town of Manchester | monopole | 146 | 184
| Manchester | *** Middle Turnpike East | Verizon | Town of Manchester | monopole | 113 | 184
Petition No. 1512 | Manchester | Manchester Community College - off Ramey Drive | AT&T | Connecticut State Colleges and Universities Commision | Light Pole | 36 | 37 | yes
| Manchester | *** Olcott Street | Sprint | CL&P/NU | self-support lattice | 120 | 200
| Manchester | *** Olcott Street | Sprint | CL&P/NU | self-support lattice | 125 | 200
Petition No. 1346 | Manchester | *** Olcott Street | CL&P/Eversource | CL&P/NU | self-support lattice |  | 180
| Manchester | *** Olcott Street | Sprint | CL&P/NU | self-support lattice | 135 | 180
| Manchester | *** Olcott Street | T-Mobile | CL&P/NU | self-support lattice | 135 | 180
Sub-Petition No. 1133 | Manchester | *** Olcott Street | AT&T | CL&P/NU | self-support lattice | 124 | 180 | yes | propane generator | 15-kilowatt
| Manchester | *** Olcott Street | DISH | CL&P/NU | self-support lattice | 115 | 180 | yes
Docket No. 129 | Manchester | *** Center Street | BAM | BAM | monopole | 113 | 115
| Manchester | *** Center Street | BAM | BAM | monopole | 113 | 115
| Manchester | *** Center Street | BAM
| Manchester | *** Center Street | XM Satellite | Crown Media | monopole | 125(ant);30(dish) | 128
| Manchester | *** Center Street | Verizon | Crown Media | monopole | 113 | 128
| Manchester | *** Center Street | Verizon | Crown Media | monopole | 116 | 128
| Manchester | *** Center Street | Verizon | Crown Media | monopole | 115 | 128
| Manchester | *** Center Street | Clearwire | Crown Media | monopole | 110 | 128
| Manchester | *** Center Street | Verizon | Crown Media | monopole | 115 | 128
| Manchester | *** Center Street | Verizon | Crown Media | monopole | 116 | 128
| Manchester | *** Center Street | Verizon | Crown Media | monopole | 115 | 115
| Manchester | *** Center Street | EyeTower | Crown Media | monopole | 91; 89; 84 | 115
| Manchester | *** Center Street | Verizon | Crown Castle | monopole | 115 | 115
| Manchester | *** Center Street | Verizon | Crown Castle | monopole | 115 | 115
| Manchester | *** Center Street | Verizon | Crown Castle | monopole | 115 | 115
| Manchester | *** Center Street | Verizon | Crown Castle | monopole | 115 | 115
| Manchester | *** Center Street | DISH | Crown Castle | monopole | 95 | 115 | yes
| Manchester | *** Center Street | Verizon | Crown Castle | monopole | 115 | 115
| Manchester | ** Mitchell Drive | Verizon | Marcus Communications | self-support lattice | 100 | 170 |  | propane generator | 25 kW
| Manchester | ** Mitchell Drive | T-Mobile | Marcus Communications | self-support lattice | 140 | 170 |  | diesel generator | 15kw
| Manchester | ** Mitchell Drive | Verizon | Marcus Communications | self-support lattice | 100 | 170
| Manchester | ** Mitchell Drive | T-Mobile | Marcus Communications | self-support lattice | 140 | 170
| Manchester | ** Mitchell Drive | DISH | Marcus Communications | self-support lattice | 170 | 170 | yes
Petition No. 298 | Manchester | ** East Center Street | SCLP | SNET Office Building | rooftop | 60 | 65
| Manchester | ** East Center Street | SNET/Cingular | SNET Office Building | rooftop | 65 | 65
| Manchester | ** East Center Street | Cingular | SNET Office Building | rooftop | 60 | 65
| Manchester | ** East Center Street | AT&T | SNET Office Building | rooftop | 61.5 | 65
| Manchester | ** East Center Street | AT&T | Frontier Communications | rooftop | 63 | 65
| Manchester | ** East Center Street | AT&T | Frontier Communications | rooftop | 63 | 65 | yes
| Manchester | ** Slater Street | VoiceStream | Sprint | monopole | 133 | 155
| Manchester | ** Slater Street | AT&T | Sprint Sites | monopole | 145 | 155
| Manchester | ** Slater Street | Nextel | Sprint Sites | monopole | 123 | 155
| Manchester | ** Slater Street | T-Mobile | Sprint | monopole | 133 | 155
| Manchester | ** Slater Street | Verizon | Sprint | monopole | 113 | 155
| Manchester | ** Slater Street | Cingular | Sprint | monopole | 145 | 155
| Manchester | ** Slater Street | Pocket (now MetroPCS) | Sprint | monopole | 103 | 155
| Manchester | ** Slater Street | T-Mobile | Sprint | monopole | 133 | 155
| Manchester | ** Slater Street | Cingular | Sprint | monopole |  | 155
| Manchester | ** Slater Street | Verizon | Sprint | monopole | 113 | 155
| Manchester | ** Slater Street | Clearwire | Sprint | monopole | 155 | 155
| Manchester | ** Slater Street | AT&T | Crown Castle | monopole | 145 | 155
| Manchester | ** Slater Street | T-Mobile | Crown Castle | monopole | 133 | 155
| Manchester | ** Slater Street | MetroPCS | Crown Castle | monopole |  | 155
| Manchester | ** Slater Street | Sprint | Crown Castle | monopole | 155 | 155
| Manchester | ** Slater Street | Verizon | Crown Castle | monopole | 113 | 155
| Manchester | ** Slater Street | Sprint | Crown Castle | monopole | 155 | 155
| Manchester | ** Slater Street | AT&T | Crown Castle | monopole | 145 | 155
| Manchester | ** Slater Street | Verizon | Crown Castle | monopole | 113 | 155
| Manchester | ** Slater Street | T-Mobile | Crown Castle | monopole | 133 | 155
| Manchester | ** Slater Street | AT&T | Crown Castle | monopole | 145 | 155
| Manchester | ** Slater Street | AT&T | Crown Castle | monopole | 145 | 155
| Manchester | ** Slater Street | AT&T | Crown Castle | monopole | 145 | 155
| Manchester | ** Slater Street | T-Mobile | Crown Castle | monopole | 133 | 155
| Manchester | ** Slater Street | AT&T | Crown Castle | monopole | 145 | 155
| Manchester | ** Slater Street | T-Mobile | Crown Castle | monopole | 133 | 155
| Manchester | ** Slater Street | AT&T | Crown Castle | monopole | 145 | 155
| Manchester | ** Slater Street | DISH | Crown Castle | monopole | 123 | 155 | yes
Petition No. 633 | Manchester | *** Hillstown Road | AT&T | AT&T | wood pole | 67 | 70
Petition No. 776 | Manchester | *** Hillstown Road | T-Mobile | AT&T | wood pole | 77 | 80
| Manchester | *** Hillstown Road | Cingular | AT&T | wood pole | 67 | 80
| Manchester | *** Hillstown Road | Cingular | AT&T | wood pole |  | 80
| Manchester | *** Hillstown Road | AT&T | AT&T | wood pole | 60 | 80
| Manchester | *** Hillstown Road | Pocket (now MetroPCS) | AT&T | wood pole | 60 | 80
| Manchester | *** Hillstown Road | AT&T | AT&T | wood pole | 70 | 80
Petition No. 713 | Manchester | *** Keeney Street | Sprint | CL&P | utility pole | 120 | 120
| Manchester | *** Keeney Street | Sprint | CL&P | utility pole | 116 | 120
| Manchester | *** Keeney Street | Sprint | CL&P | utility pole | 116 | 120
| Manchester | ** Adams Street | Pagenet | William B. Thornton | monopole | 140 | 140
| Manchester | ** Adams Street | BAM | William B. Thornton | monopole | 90 | 140
| Manchester | ** Adams Street | SCLP | William B. Thornton | monopole | 125 | 140
| Manchester | ** Adams Street | Sprint | William B. Thornton | monopole | 115 | 140
| Manchester | ** Adams Street | Nextel | William B. Thornton | monopole | 100 | 140
| Manchester | ** Adams Street | Cingular | William B. Thornton | monopole | 125 | 140
| Manchester | ** Adams Street | Verizon | William B. Thornton | monopole | 90 | 140
| Manchester | ** Adams Street | Cingular | William B. Thornton | monopole | 127 | 140
| Manchester | ** Adams Street | Verizon | William B. Thornton | monopole | 90 | 140
| Manchester | ** Adams Street | Clearwire | William B. Thornton | monopole | 115 | 140
| Manchester | ** Adams Street | AT&T | Pom-Pom Gali | monopole | 125 | 140
| Manchester | ** Adams Street | Verizon | Pom-Pom Gali | monopole | 90 | 140
| Manchester | ** Adams Street | Verizon | Pom-Pom Gali | monopole | 90 | 140
| Manchester | ** Adams Street | Sprint | Pom-Pom Gali | monopole | 115 | 140
| Manchester | ** Adams Street | AT&T | Pom-Pom Gali | monopole |  | 140 |  | diesel generator
| Manchester | ** Adams Street | Sprint | Pom-Pom Gali | monopole | 115 | 140
| Manchester | ** Adams Street | Verizon | SBA | monopole | 90 | 140
| Manchester | ** Adams Street | AT&T | SBA | monopole | 125 | 140
| Manchester | ** Adams Street | AT&T | SBA | monopole | 125 | 140
| Manchester | ** Adams Street | T-Mobile | SBA | monopole | 135 | 140 |  | propane generator | 7.5 kW
| Manchester | ** Adams Street | AT&T | SBA | monopole | 125 | 140
| Manchester | ** Adams Street | T-Mobile | SBA | monopole | 135 | 140
| Manchester | ** Adams Street | T-Mobile | SBA | monopole | 135 | 140
| Manchester | ** Adams Street | DISH | SBA | monopole | 100 | 140 | yes
| Manchester | ** Adams Street | AT&T | SBA | monopole | 125 | 140 | yes
Docket No. 339 | Manchester | *** Hilliard Street | T-Mobile | Optasite | monopole | 147 | 150
| Manchester | *** Hilliard Street |  | SBA | monopole |  | 150
| Manchester | *** Hilliard Street | T-Mobile | SBA | monopole | 147 | 150
| Manchester | *** Hilliard Street | Pocket (now MetroPCS) | SBA | monopole | 127 | 150
| Manchester | *** Hilliard Street | Clearwire | SBA | monopole | 117 | 150
| Manchester | *** Hilliard Street | MetroPCS | SBA | monopole |  | 150 |  | battery
| Manchester | *** Hilliard Street | T-Mobile | SBA | monopole | 147 | 150
| Manchester | *** Hilliard Street | Sprint | SBA | monopole | 117 | 150
| Manchester | *** Hilliard Street | Sprint | SBA
| Manchester | *** Hilliard Street | Sprint | SBA | monopole | 117 | 149
Docket No. 453 | Manchester | *** Lydall Street | AT&T | American Tower | silo
Docket No. 351 | Manchester | ** Lake Street | T-Mobile | Optasite | monopole | 107 | 110
| Manchester | ** Lake Street | T-Mobile | Optasite | monopole | 107 | 110
| Manchester | ** Lake Street | Clearwire | Optasite | monopole | 92 | 110
| Manchester | ** Lake Street | T-Mobile | Optasite | monopole | 105 | 110
| Manchester | ** Lake Street | T-Mobile | SBA | monopole | 105 | 110
| Manchester | ** Lake Street | Sprint | SBA | monopole | 117 | 110
| Manchester | ** Lake Street | Sprint | SBA
| Manchester | ** Lake Street | T-Mobile | SBA | monopole | 105 | 110
| Manchester | ** Lake Street | DISH | SBA | monopole | 85 | 110 | yes
Petition No. 626 | Mansfield | *** Middle Turnpike | AT&T | AT&T | wood pole | 55 | 55
| Mansfield | *** Middle Turnpike | Cingular | AT&T | wood pole | 51 | 55
| Mansfield | *** Middle Turnpike | AT&T | AT&T | wood pole | 51 | 55
| Mansfield | **** Stafford Road | AT&T | Town of Mansfield | monopole | 160 | 170
| Mansfield | **** Stafford Road | T-Mobile | Town of Mansfield | monopole | 137 | 170
| Mansfield | **** Stafford Road | Cingular | Town of Mansfield | monopole | 150 | 170
| Mansfield | **** Stafford Road | Verizon | Town of Mansfield | monopole | 170 | 170
| Mansfield | **** Stafford Road | Sprint | Town of Mansfield | monopole | 130 | 170
| Mansfield | **** Stafford Road | Cingular/AT&T | Town of Mansfield | monopole | 160 | 170
| Mansfield | **** Stafford Road | Cingular | Town of Mansfield | monopole | 150 | 170
| Mansfield | **** Stafford Road | Verizon | Town of Mansfield | monopole | 170 | 170
| Mansfield | **** Stafford Road | MetroPCS | Town of Mansfield | monopole | 160 | 170
| Mansfield | **** Stafford Road | AT&T | Town of Mansfield | monopole | 150 | 170
| Mansfield | **** Stafford Road | Sprint | Global Tower Partners/Town of Mansfield | monopole | 130 | 170
| Mansfield | **** Stafford Road | Sprint | Global Tower Partners/Town of Mansfield | monopole | 130 | 170
| Mansfield | **** Stafford Road | Verizon | American Tower | monopole | 170 | 170
| Mansfield | **** Stafford Road | T-Mobile | American Tower Corporation | monopole | 139 | 170
| Mansfield | **** Stafford Road | Sprint | American Tower | monopole | 130 | 170
| Mansfield | **** Stafford Road | T-Mobile | American Tower Corporation | monopole | 162 | 170
| Mansfield | **** Stafford Road | Verizon | American Tower Corporation | monopole | 170 | 170
| Mansfield | **** Stafford Road | T-Mobile | American Tower Corporation | monopole | 162 | 170 | yes
| Mansfield | *** Clover Mill Road | AT&T | Town of Mansfield | monopole | 168 | 180
| Mansfield | *** Clover Mill Road | Sprint | Town of Mansfield | monopole | 158 | 180
| Mansfield | *** Clover Mill Road | Verizon | Town of Mansfield | monopole | 178 | 180
| Mansfield | *** Clover Mill Road | T-Mobile | Town of Mansfield | monopole | 148 | 180
| Mansfield | *** Clover Mill Road | Cingular | Town of Mansfield | monopole | 168 | 180
| Mansfield | *** Clover Mill Road | Verizon | Town of Mansfield | monopole | 178 | 180
| Mansfield | *** Clover Mill Road | Verizon | Town of Mansfield | monopole | n/a | 180 |  | propane generator | 1000
| Mansfield | *** Clover Mill Road | AT&T | Global Tower Partners | monopole | 168 | 180
| Mansfield | *** Clover Mill Road | Sprint | Global Tower Partners | monopole | 158 | 180
| Mansfield | *** Clover Mill Road | Verizon | Global Tower Partners | monopole | 178 | 178
| Mansfield | *** Clover Mill Road | T-Mobile | American Tower Company | monopole | 148 | 178
| Mansfield | *** Clover Mill Road | Sprint | American Tower | monopole | 158 | 178
| Mansfield | *** Clover Mill Road | T-Mobile | American Tower Company | monopole | 148 | 178
| Mansfield | *** Clover Mill Road | AT&T | American Tower Company | monopole | 168 | 180
| Mansfield | *** Clover Mill Road | AT&T | [5 empty] | diesel generator | 30-kilowatt
| Mansfield | *** Clover Mill Road | DISH | American Tower Company | monopole | 137 | 178 | yes
| Mansfield | *** Clover Mill Road | T-Mobile | American Tower Company | monopole | 148 | 178 | yes
| Mansfield | *** Clover Mill Road | Verizon | Global Tower Partners | monopole | 178 | 178 | yes
Docket No. 247 | Mansfield | *** Middle Turnpike | AT&T | AT&T | monopole | 120 | 120
| Mansfield | *** Middle Turnpike | Verizon | AT&T | monopole | 109 | 120 |  | propane generator
| Mansfield | *** Middle Turnpike | Cingular | AT&T | monopole | 120 | 120
| Mansfield | *** Middle Turnpike | AT&T | AT&T | monopole | 123 | 120
| Mansfield | *** Middle Turnpike | Verizon | AT&T | monopole | 109 | 120
| Mansfield | *** Middle Turnpike | Verizon | Crown Castle | monopole | 109 | 120
| Mansfield | *** Middle Turnpike | Verizon | Crown Castle | monopole | 109 | 120
| Mansfield | *** Middle Turnpike | AT&T | Crown Castle | monopole | 120 | 120
| Mansfield | *** Middle Turnpike | DISH | Crown Castle | monopole | 99 | 120 | yes
| Mansfield | *** Middle Turnpike | T-Mobile | Crown Castle | monopole | 88 | 120 | yes
Docket No. 43 | Mansfield | North Eagleville Road | Tele-Media | Tele-Media | guyed-lattice | 115 | 120
| Mansfield | North Eagleville Road | Crown Media | Crown Media | guyed-lattice | n/a | 120
| Mansfield | North Eagleville Road | UCONN/Sprint | Crown Media | guyed-lattice | n/a | 120
| Mansfield | North Eagleville Road | UCONN/Sprint | Sprint | self-support lattice | n/a | 250
| Mansfield | North Eagleville Road | Town of Mansfield | Sprint | self-support lattice | 110 | 250
| Mansfield | North Eagleville Road | Sprint | Sprint Sites USA | self-support lattice | n/a | 250
| Mansfield | North Eagleville Road | AT&T | UCONN | self-support lattice | 160 | 250
| Mansfield | North Eagleville Road | T-Mobile | UCONN | self-support lattice | 235 | 250
| Mansfield | North Eagleville Road | AT&T | UCONN | self-support lattice | 166 | 250
| Mansfield | North Eagleville Road | Cingular/AT&T | UCONN | self-support lattice | 160, 166 | 250
| Mansfield | North Eagleville Road | T-Mobile | UCONN | self-support lattice | n/a | 250 |  | fuel cell backup
| Mansfield | North Eagleville Road | T-Mobile | UCONN | self-support lattice | 235 | 250
| Mansfield | North Eagleville Road | T-Mobile | UCONN | self-support lattice | 235 | 250
| Mansfield | North Eagleville Road | Sprint | UCONN | self-support lattice | 247 | 250
| Mansfield | North Eagleville Road | Sprint | UCONN | self-support lattice | n/a | 250 |  | diesel generator
| Mansfield | North Eagleville Road | Sprint | UCONN | self-support lattice | 247 | 250
| Mansfield | North Eagleville Road | T-Mobile | Uconn | self-support lattice | 235 | 250
| Mansfield | North Eagleville Road | T-Mobile | Uconn | self-support lattice | 235 | 250
| Mansfield | North Eagleville Road | T-Mobile | Uconn | self-support lattice | 232 | 250
| Mansfield | North Eagleville Road | T-Mobile | Uconn | self-support lattice | 235 | 250
| Mansfield | North Eagleville Road | T-Mobile | Uconn | self-support lattice | 235 | 250
Docket No. 179 | Mansfield | North Eagleville Road | UCONN/WHUS | UCONN/WHUS | guyed-lattice | var. | 327
Docket No. 179 | Mansfield | North Eagleville Road | BAM | UCONN/WHUS | guyed-lattice | 80 | 327
Docket No. 179 | Mansfield | North Eagleville Road | DPS | UCONN/WHUS | guyed-lattice | var. | 327
| Mansfield | North Eagleville Road | Verizon | UCONN/WHUS | guyed-lattice | 80 | 327
| Mansfield | North Eagleville Road | Nextel | UCONN/WHUS | guyed-lattice | 248 | 327
| Mansfield | North Eagleville Road | UCONN | UCONN/WHUS | guyed-lattice | 180 | 327
| Mansfield | North Eagleville Road | UCONN | UCONN/WHUS | guyed-lattice | 50 | 327
| Mansfield | North Eagleville Road | Nextel | UCONN/WHUS | guyed-lattice | 225 | 327
| Mansfield | North Eagleville Road | SNET | UCONN/WHUS | guyed-lattice | 185 | 327
| Mansfield | North Eagleville Road | SNET/Cingular | UCONN/WHUS | guyed-lattice | 185 | 327
| Mansfield | North Eagleville Road | UCONN Division of Public Safety | UCONN/WHUS | guyed-lattice | 100 | 327
| Mansfield | North Eagleville Road | Nextel | UCONN/WHUS | guyed-lattice | 240 | 327
| Mansfield | North Eagleville Road | UCONN/WHUS | UCONN/WHUS | guyed-lattice | n/a | 327
| Mansfield | North Eagleville Road | Verizon | UCONN/WHUS | guyed-lattice | 84 | 327
| Mansfield | North Eagleville Road | Cingular | UCONN/WHUS | guyed-lattice | 185 | 327
| Mansfield | North Eagleville Road | Verizon | UCONN/WHUS | guyed-lattice | 84 | 327
| Mansfield | North Eagleville Road | Nextel | UCONN/WHUS | guyed-lattice | n/a | 327 |  | generator
| Mansfield | North Eagleville Road | Pocket (now MetroPCS) | UCONN/WHUS | guyed-lattice | 230 | 327
| Mansfield | North Eagleville Road | Verizon | UCONN/WHUS | guyed-lattice | 84 | 327
| Mansfield | North Eagleville Road | AT&T | UCONN/WHUS | guyed-lattice | 187 | 327
| Mansfield | North Eagleville Road | Verizon | UCONN/WHUS | guyed-lattice | 84 | 327
| Mansfield | North Eagleville Road | AT&T | UCONN/WHUS | guyed-lattice | 186 | 327
| Mansfield | North Eagleville Road | Verizon | UCONN/WHUS | guyed-lattice | 84 | 327
| Mansfield | North Eagleville Road | AT&T | UCONN/WHUS | guyed-lattice | 185 | 327
| Mansfield | North Eagleville Road | AT&T | UCONN/WHUS | guyed-lattice | 185 | 327
| Mansfield | North Eagleville Road | AT&T | UCONN/WHUS | guyed-lattice | 185 | 327
| Mansfield | North Eagleville Road | Verizon | UCONN/WHUS | guyed-lattice | 84 | 327
| Mansfield | North Eagleville Road | Verizon | UCONN/WHUS | guyed-lattice | 84 | 327 | yes
| Mansfield | North Eagleville Road | AT&T | UCONN/WHUS | guyed-lattice | 185 | 327 | yes
| Mansfield | North Eagleville Road | SNET/SCLP | SNET/SCLP | self-support lattice | 80 | 80
| Mansfield | North Eagleville Road | DPS | SNET/SCLP | self-support lattice | 65 | 80
| Mansfield | North Eagleville Road | OMNI | SNET/SCLP | self-support lattice | 66.5 | 80
| Mansfield | North Eagleville Road | SNET | SNET/SCLP | self-support lattice | 108 | 80
| Mansfield | North Eagleville Road | T-Mobile | SNET/SCLP | self-support lattice | 66.5 | 80
Docket No. 256 | Marlborough | *** South Main Street | Sprint | Sprint | monopole | 160 | 170
Docket No. 256 | Marlborough | *** South Main Street | AT&T | Sprint | monopole | 150 | 170
Docket No. 256 | Marlborough | *** South Main Street | Verizon | Sprint | monopole | 170 | 170
| Marlborough | *** South Main Street | Cingular | Global Telcom | monopole | 145 | 170
| Marlborough | *** South Main Street | T-Mobile | Global Telcom | monopole | 130 | 170
| Marlborough | *** South Main Street | Pocket (now MetroPCS) | Global Telcom | monopole | 110 | 170
| Marlborough | *** South Main Street |  | SBA | monopole |  | 170
| Marlborough | *** South Main Street | Verizon | SBA | monopole | 167 | 170
| Marlborough | *** South Main Street | AT&T | SBA | monopole | 145 | 170
| Marlborough | *** South Main Street | Sprint | SBA | monopole |  | 170
| Marlborough | *** South Main Street | Verizon | SBA | monopole | 167 | 170
| Marlborough | *** South Main Street | AT&T | SBA | monopole |  | 170 |  | diesel generator
| Marlborough | *** South Main Street | T-Mobile | SBA | monopole | 130 | 170
| Marlborough | *** South Main Street | Sprint | SBA | monopole | 150 | 170
| Marlborough | *** South Main Street | T-Mobile | SBA | monopole | 130 | 170 | yes
Docket No. 169 | Marlborough | North Main Street | BAM | BAM | monopole | 158 | 155
| Marlborough | North Main Street | BAM | BAM | monopole | 157 | 155 |  | propane generator
| Marlborough | North Main Street | Omni | BAM | monopole | 100 | 155
| Marlborough | North Main Street | Sprint | BAM | monopole | 132 | 155
| Marlborough | North Main Street | BAM
Petition No. 626 | Marlborough | North Main Street | Nextel | BAM | monopole | 167 | 155
| Marlborough | North Main Street | AT&T | Crown Media | monopole | 137 | 155
| Marlborough | North Main Street | Cingular | Crown Media | monopole | 147 | 155
| Marlborough | North Main Street | T-Mobile | Crown Media | monopole | 100 | 155
| Marlborough | North Main Street | Verizon | Crown Media | monopole | 158 | 155
| Marlborough | North Main Street | Cingular/AT&T | Crown Media | monopole | 137 | 155
Petition No. 832 | Marlborough | North Main Street | Nextel | Crown Media | monopole | 170 | 165
| Marlborough | North Main Street | Verizon | Crown Media | monopole | 158 | 165
| Marlborough | North Main Street | Pocket (now MetroPCS) | Crown Media | monopole | 135 | 165
| Marlborough | North Main Street | Cingular | Crown Media | monopole | 146 | 165
| Marlborough | North Main Street | Verizon | Crown Media | monopole | 158 | 165
| Marlborough | North Main Street | AT&T | Crown Castle | monopole | 145 | 165
| Marlborough | North Main Street | Sprint | Crown Castle | monopole |  | 165
| Marlborough | North Main Street | Verizon | Crown Castle | monopole | 159 | 165
| Marlborough | North Main Street | Verizon | Crown Castle | monopole | 159 | 165
| Marlborough | North Main Street | T-Mobile | Crown Castle | monopole | 100 | 155
| Marlborough | North Main Street | AT&T | Crown Castle | monopole | 144 | 166
| Marlborough | North Main Street | Verizon | Crown Castle | monopole | 155 | 155
| Marlborough | North Main Street | AT&T | Crown Castle | monopole | 144 | 155
| Marlborough | North Main Street | AT&T | Crown Castle | monopole | 144 | 155
| Marlborough | North Main Street | Sprint | Crown Castle | monopole | 130 | 155
| Marlborough | North Main Street | Sprint | Crown Castle | monopole | 130 | 155
| Marlborough | North Main Street | AT&T | Crown Castle | monopole | 144 | 155
| Marlborough | North Main Street | T-Mobile | Crown Castle | monopole | 100 | 155
| Marlborough | North Main Street | AT&T | Crown Castle | monopole | 144 | 155
| Marlborough | North Main Street | DISH | Crown Castle | monopole | 116 | 155 | yes
| Marlborough | North Main Street | T-Mobile | Crown Castle | monopole | 130 | 155 | yes
| Marlborough | North Main Street | Verizon | Crown Castle | monopole | 159 | 155 | yes
| Meriden | ** West Peak Drive | SNET/SCLP | SNET/SCLP | self-support lattice | 131 | 125
| Meriden | ** West Peak Drive | OMNI | SNET/SCLP | self-support lattice | 127.5 | 125
| Meriden | ** West Peak Drive | OMNI | SNET/SCLP | self-support lattice |  | 125
| Meriden | ** West Peak Drive | Arrow Bus Lines | SNET/SCLP | self-support lattice | 132 | 125
| Meriden | ** West Peak Drive | SNET | SNET/SCLP | self-support lattice | 119 | 125
| Meriden | ** West Peak Drive | VoiceStream | SNET/SCLP | self-support lattice | 125 | 125
| Meriden | ** West Peak Drive | T-Mobile | SNET/SCLP | self-support lattice | 125 | 125
| Meriden | ** West Peak Drive | T-Mobile | AT&T | self-support lattice | 125 | 125
| Meriden | ** West Peak Drive | T-Mobile | AT&T | self-support lattice | 127 | 125
| Meriden | ** West Peak Drive | T-Mobile | AT&T | self-support lattice | 127 | 125 | yes
| Meriden | ** West Peak Drive | DISH | AT&T | self-support lattice | 117 | 125 | yes
Petition No. 1335 | Meriden | **** East Main Street | Verizon | Verizon | sc | 21 | 17
Petition No. 727 | Meriden | *** Empire Avenue | Verizon | Atlas Container | monopole/water tank | 125 | 125
| Meriden | *** Empire Avenue | T-Mobile | Atlas Container | monopole/water tank | 115 | 125
| Meriden | *** Empire Avenue | Clearwire | Atlas Container | monopole/water tank | 105 | 125
| Meriden | *** Empire Avenue | Verizon | Atlas Container | monopole/water tank | 125 | 125
| Meriden | *** Empire Avenue | Verizon | Atlas Container | monopole/water tank | 125 | 125
| Meriden | *** Empire Avenue | Sprint | Atlas Container | monopole/water tank | 105 | 125
| Meriden | *** Empire Avenue | Verizon | Global Tower Partners | monopole/water tank | 125 | 125
| Meriden | *** Empire Avenue | T-Mobile | American Tower | monopole/water tank | 115 | 125
| Meriden | *** Empire Avenue | T-Mobile | American Tower Corporation | monopole/water tank | 115 | 124
| Meriden | *** Empire Avenue | Verizon | Empire Avenue LLC | monopole/water tank | 125 | 125
| Meriden | *** Empire Avenue | AT&T | Empire Avenue LLC | monopole/water tank | 95 | 125
| Meriden | *** Empire Avenue | AT&T | Crown Castle | monopole/water tank | 95 | 125
| Meriden | *** Empire Avenue | Verizon | American Tower Corporation | monopole/water tank | 124 | 124
| Meriden | *** Empire Avenue | Sprint | Crown Castle | monopole/water tank | 105 | 106
| Meriden | *** Empire Avenue | Verizon | American Tower Corporation | monopole/water tank | 124 | 124
| Meriden | *** Empire Avenue | AT&T | American Tower Corporation | monopole/water tank |  |  |  | diesel generator | 30-kilowatt
Petition No. 1590 | Meriden | ** Pomeroy Avenue | AT&T | TowerNorth Development, LLC | monopole | 141 | 150 | yes | diesel generator | 15-kw
Petition No. 1122 | Meriden | *** Edgemark Acres | AT&T | CL&P | utility pole | 88 | 80 |  | diesel generator
| Meriden | *** Edgemark Acres | AT&T | CL&P | utility pole | 110 | 110 | yes
| Meriden | ** West Peak Drive | Sprint | Hampden Communications | self-support lattice | 60 | 135
| Meriden | ** West Peak Drive | Sprint | Thomas Brothers | self-support lattice | 70 | 135
| Meriden | ** West Peak Drive | Sprint | Thomas Brothers | self-support lattice | 70 | 135
| Meriden | ** West Peak Drive | Sprint | Thomas Brothers | self-support lattice | 70 | 135
Docket No. 93 | Meriden | ** West Peak Drive | BAM | Thomas Brothers | self-support lattice | 79, 100 | 150
| Meriden | ** West Peak Drive | BAM | Thomas Brothers | self-support lattice | 79 | 150
| Meriden | ** West Peak Drive | BAM | Thomas Brothers | self-support lattice | 78 | 150
| Meriden | ** West Peak Drive | AT&T | Thomas Brothers | self-support lattice | 124 | 150
| Meriden | ** West Peak Drive | Verizon | Thomas Brothers | self-support lattice | 90 | 150
| Meriden | ** West Peak Drive | Cingular/AT&T | Thomas Brothers | self-support lattice | 124 | 150
| Meriden | ** West Peak Drive | Pocket (now MetroPCS) | Thomas Brothers | self-support lattice | 130 | 150
| Meriden | ** West Peak Drive | MetroPCS | Thomas Brothers | self-support lattice |  | 150
| Meriden | ** West Peak Drive | Clearwire | Clear Channel | self-support lattice | 126 | 160
| Meriden | *** Sherman Avenue | Verizon | 234 Sherman LLC. | rooftop | 69.5 | 72.5 |  | 15 kW DC generator
Petition No. 292 | Meriden | ** Butler Street | SNET | SNET Office Building | rooftop | 77 | 77
| Meriden | ** Butler Street | Cingular | AT&T | rooftop | 83 | 77
| Meriden | ** Butler Street | Cingular | AT&T | rooftop | 83 | 77
| Meriden | *** Preston Avenue | DPS | DPS | rooftop |  | 23
| Meriden | *** Colony Street | DPS | DPS | rooftop |  | 53
| Meriden | ** Elm Street | BAM | John Arnold | self-support lattice | 68 | 70
| Meriden | ** Elm Street | Verizon | John Arnold | self-support lattice | 66 | 70
| Meriden | ** Elm Street | Verizon | John Arnold | self-support lattice | 66 | 70
| Meriden | ** Elm Street | Verizon | John Arnold | self-support lattice | 66 | 70
| Meriden | ** Elm Street | Verizon | Ashley Harriman | self-support lattice | 66 | 70
| Meriden | ** Elm Street | Verizon | Ashley Harriman | self-support lattice | 66 | 70
| Meriden | ** Elm Street | Verizon | Ashley Harriman LLC | self-support lattice | 66 | 69
| Meriden | ** Elm Street | Verizon | Ashley Harriman LLC | self-support lattice | 66 | 69
| Meriden | ** Elm Street | Verizon | Ashley Harriman LLC | self-support lattice | 66 | 69
| Meriden | ** Elm Street | DISH | Ashley Harriman LLC | self-support lattice | 56 | 69 | yes
Petition No. 614 | Meriden | *** West Main Street | AT&T | Hunters Family Partnership | monopole | 100 | 100
| Meriden | *** West Main Street | T-Mobile | Hunters Family Partnership | monopole | 88 | 100
| Meriden | *** West Main Street | Nextel | Hunters Family Partnership | monopole | 80 | 100
| Meriden | *** West Main Street | Cingular | Hunters Family Partnership | monopole | 100 | 100
| Meriden | *** West Main Street | Sprint Nextel | Hunters Family Partnership | monopole | 80 | 100
| Meriden | *** West Main Street | Sprint Nextel | Hunters Family Partnership | monopole | 80 | 100
| Meriden | *** West Main Street | T-Mobile | Hunters Family Partnership | monopole | 90 | 100
| Meriden | *** West Main Street | Cingular | Hunters Family Partnership | monopole |  | 100
| Meriden | *** West Main Street | T-Mobile | Hunters Family Partnership | monopole | 90 | 100
| Meriden | *** West Main Street | AT&T | Hunters Family Partnership | monopole | 99 | 100
| Meriden | *** West Main Street | Sprint | Hunters Family Partnership | monopole | 78 | 100
| Meriden | *** West Main Street | AT&T | Hunters Family Partnership | monopole |  | 100 |  | diesel generator
| Meriden | *** West Main Street | AT&T | Hunters Family Partnership | monopole | 99 | 100
| Meriden | *** West Main Street | Sprint | Crown Castle | monopole | 79 | 100
| Meriden | *** West Main Street | T-Mobile | Crown Castle | monopole | 90 | 100
| Meriden | *** West Main Street | Verizon | Crown Castle | monopole | 65 | 100 |  | natural gas
| Meriden | *** West Main Street | T-Mobile | Crown Castle | monopole | 90 | 100
| Meriden | *** West Main Street | AT&T | Crown Castle | monopole | top | 100
| Meriden | *** West Main Street | Verizon | Crown Castle | monopole | 65 | 100
| Meriden | *** West Main Street | T-Mobile | Crown Castle | monopole | 90 | 100
| Meriden | *** West Main Street | AT&T | Crown Castle | monopole | top | 100
| Meriden | *** West Main Street | AT&T | Crown Castle | monopole | 99 | 100
| Meriden | *** West Main Street | T-Mobile | Crown Castle | monopole | 90 | 100
| Meriden | *** West Main Street | T-Mobile | Crown Castle | monopole | 90 | 100 | yes
| Meriden | *** West Main Street | DISH | Crown Castle | monopole | 55 | 100 | yes
| Meriden | ** Cooper street
| Meriden | ** Michael Drive | Clearwire | City of Meriden | self-support lattice | 110 | 120
Docket No. 329 | Meriden | *** Paddock Avenue | T-Mobile | Optasite | monopole | 117 | 120
| Meriden | *** Paddock Avenue | Verizon | Optasite | monopole | 107 | 120
| Meriden | *** Paddock Avenue |  | SBA | monopole |  | 120
| Meriden | *** Paddock Avenue | T-Mobile | SBA | monopole | 117 | 120
| Meriden | *** Paddock Avenue | Clearwire | SBA | monopole | 97 | 120
| Meriden | *** Paddock Avenue | Verizon | SBA | monopole | 107 | 120
| Meriden | *** Paddock Avenue | T-Mobile | SBA | monopole | 117 | 120
| Meriden | *** Paddock Avenue | Verizon | SBA | monopole | 107 | 120
| Meriden | *** Paddock Avenue | Verizon | SBA | monopole | 107 | 120
| Meriden | *** Paddock Avenue | Sprint | SBA | monopole | 97 | 120
| Meriden | *** Paddock Avenue | DISH | SBA | monopole | 87 | 120 | yes
| Meriden | *** Paddock Avenue | T-Mobile | SBA | monopole | 119 | 120 | yes
| Meriden | *** Paddock Avenue | Verizon | SBA | monopole | 107 | 120
Petition No. 594 | Meriden | ** Birdsey Avenue | AT&T | CL&P | utility pole | 164.00, 170.00 | 160
| Meriden | ** Birdsey Avenue | AT&T | CL&P | utility pole | 173 | 175.5
| Meriden | ** Birdsey Avenue | AT&T | CL&P | utility pole | 173 | 175.5
| Meriden | ** Birdsey Avenue | AT&T | CL&P | utility pole | 173 | 175.5
Petition No. 1099 | Meriden | *** Murdock Avenue | AT&T | AT&T | silo | 74 | 82
Petition No. 320 | Meriden | *** East Main Street | BAM | Amoco Gas Station | other | 48 | 56
| Meriden | *** East Main Street | BAM | Amoco Gas Station | other | 48 | 56
| Meriden | *** East Main Street | Verizon | Amoco Gas Station | other | 48 | 56
| Middlebury | **** Straits Turnpike | SCLP | Omni | self-support lattice | 189 | 195
| Middlebury | **** Straits Turnpike | BAM | Omni | self-support lattice | 169 | 195 |  | diesel generator
| Middlebury | **** Straits Turnpike | Nextel | Omni | self-support lattice | 179 | 195
| Middlebury | **** Straits Turnpike | AT&T Wireless | Omni | self-support lattice | 145 | 195
| Middlebury | **** Straits Turnpike | Sprint | Omni | self-support lattice | 155 | 195
| Middlebury | **** Straits Turnpike | SNET/Cingular | Omni | self-support lattice | 189 | 195
| Middlebury | **** Straits Turnpike | Verizon | Omni | self-support lattice | 170 | 195
| Middlebury | **** Straits Turnpike | Verizon | Omni | self-support lattice | 165 | 195
| Middlebury | **** Straits Turnpike | AT&T | Omni | self-support lattice | 145 | 195
| Middlebury | **** Straits Turnpike | Cingular | Omni | self-support lattice | 189 | 195
| Middlebury | **** Straits Turnpike | Sprint Nextel | Omni | self-support lattice | 175 | 195
| Middlebury | **** Straits Turnpike | Pocket (now MetroPCS) | Omni | self-support lattice | 145 | 195
| Middlebury | **** Straits Turnpike | T-Mobile | Omni | self-support lattice | 196 | 195
| Middlebury | **** Straits Turnpike | Verizon | Omni | self-support lattice | 169 | 195
| Middlebury | **** Straits Turnpike | AT&T | T-Mobile | self-support lattice | 188 | 195
| Middlebury | **** Straits Turnpike | Sprint | T-Mobile | self-support lattice | 150 | 195
| Middlebury | **** Straits Turnpike | Verizon | T-Mobile | self-support lattice | 169 | 195
| Middlebury | **** Straits Turnpike | AT&T | T-Mobile | self-support lattice |  | 195 |  | diesel generator
| Middlebury | **** Straits Turnpike | T-Mobile | T-Mobile | self-support lattice | 193 | 195
| Middlebury | **** Straits Turnpike | Verizon | T-Mobile | self-support lattice | 169 | 195
| Middlebury | **** Straits Turnpike | AT&T | T-Mobile | self-support lattice | 185 | 195
| Middlebury | **** Straits Turnpike | AT&T | Phoenix Tower | self-support lattice | 185 | 195
| Middlebury | **** Straits Turnpike | T-Mobile | Phoenix Tower | self-support lattice | 195 | 195
| Middlebury | **** Straits Turnpike | SPRINT | Phoenix Tower | self-support lattice | 153 | 195
| Middlebury | **** Straits Turnpike | T-Mobile | Phoenix Tower | self-support lattice | 195 | 195
| Middlebury | **** Straits Turnpike | AT&T | Phoenix Tower | self-support lattice | 185 | 195
| Middlebury | **** Straits Turnpike | T-Mobile | Phoenix Tower | self-support lattice | 195 | 195
| Middlebury | **** Straits Turnpike | DISH | Phoenix Tower | self-support lattice | 138 | 195 | yes
| Middlebury | **** Straits Turnpike | AT&T | Phoenix Tower | self-support lattice | 185 | 195 | yes
| Middlebury | **** Straits Turnpike | Verizon | Phoenix Tower | self-support lattice | 165 | 195 | yes
| Middlebury | * Larkin | DPS | DPS | self-support lattice | 57-160 | 160
| Middlebury | * Larkin | DPS | DPS | self-support lattice |  | 160
| Middlebury | * Larkin | SCLP | DPS | self-support lattice | 135 | 160
| Middlebury | * Larkin | SNET/SCLP | DPS | self-support lattice |  | 160
| Middlebury | * Larkin | Sprint | DPS | self-support lattice | 97 | 160
| Middlebury | * Larkin | Omni | DPS | self-support lattice | 125 | 160
| Middlebury | * Larkin | T-Mobile | DPS | self-support lattice | 125 | 160
| Middlebury | * Larkin | Cingular | DPS | self-support lattice | 140 | 160
| Middlebury | * Larkin | Cingular | DPS | self-support lattice | 140 | 160
| Middlebury | * Larkin | Cingular | DPS | self-support lattice | 140 | 160
| Middlebury | * Larkin | Pocket (now MetroPCS) | DPS | self-support lattice | 105 | 160
| Middlebury | * Larkin | AT&T | DPS | self-support lattice | 138 | 160
| Middlebury | * Larkin | Sprint | DPS | self-support lattice | 97 | 160
| Middlebury | * Larkin | T-Mobile | DPS | self-support lattice | 125 | 160
| Middlebury | * Larkin | Sprint | DPS | self-support lattice | 97 | 160
| Middlebury | * Larkin | Verizon | DPS | self-support lattice | 75 | 160 |  | 15 kW generator
| Middlebury | * Larkin | AT&T | DPS | self-support lattice | 140 | 160
| Middlebury | * Larkin | Sprint | DPS | self-support lattice | 97 | 160
| Middlebury | * Larkin | Verizon | DPS | self-support lattice | 75 | 160 | yes
Petition N. 1213 | Middlebury | **** Middlebury Road | Verizon | Lake Quassapaug Amusement Park Inc. | rooftop | 30 | 17.9
| Middlefield | *** Meriden Road | Omni | Sprint | monopole | 110 | 120
| Middlefield | *** Meriden Road | Nextel | Sprint | monopole | 110 | 120
| Middlefield | *** Meriden Road | Omni | Sprint | monopole | 100 | 120
| Middlefield | *** Meriden Road | SCLP | Sprint | monopole | 129.5 | 133.5
| Middlefield | *** Meriden Road | AT&T | Sprint | monopole | 88 | 133.5
| Middlefield | *** Meriden Road | SNET/Cingular | Sprint | monopole | 129.5 | 133.5
| Middlefield | *** Meriden Road | T-Mobile | Sprint | monopole | 100 | 133.5
| Middlefield | *** Meriden Road | AT&T | Sprint | monopole | 88 | 133.5
| Middlefield | *** Meriden Road | Pocket (now MetroPCS) | Crown Castle | monopole | 95 | 133.5
| Middlefield | *** Meriden Road | T-Mobile | Crown Castle | monopole | 104 | 133.5
| Middlefield | *** Meriden Road | AT&T | Crown Castle | monopole | 131 | 133.5
| Middlefield | *** Meriden Road | AT&T | Crown Castle | monopole | 132 | 133.5
| Middlefield | *** Meriden Road | MetroPCS | Crown Castle | monopole |  | 133.5
| Middlefield | *** Meriden Road | Sprint | Crown Castle | monopole | 119 | 133.5
| Middlefield | *** Meriden Road | T-Mobile | Crown Castle | monopole | 104 | 133.5
| Middlefield | *** Meriden Road | Sprint | Crown Castle | monopole | 121 | 133.5
| Middlefield | *** Meriden Road | T-Mobile | Crown Castle | monopole | 101 | 134
| Middlefield | *** Meriden Road | T-Mobile | Crown Castle | monopole | 101 | 133.5
| Middlefield | *** Meriden Road | AT&T | Crown Castle | monopole | 101 | 133.5
| Middlefield | *** Jackson Hill Road | AT&T | Nextel | monopole | 98 | 150
| Middlefield | *** Jackson Hill Road | Verizon | Nextel | monopole | 138 | 150
| Middlefield | *** Jackson Hill Road | Cingular | Nextel | monopole | 98 | 150
| Middlefield | *** Jackson Hill Road | Pocket (now MetroPCS) | Nextel | monopole | 88 | 150
| Middlefield | *** Jackson Hill Road | AT&T | TowerCo | monopole | 98 | 150
| Middlefield | *** Jackson Hill Road | Verizon | TowerCo | monopole | 140 | 150
| Middlefield | *** Jackson Hill Road | AT&T | TowerCo | monopole |  | 150
| Middlefield | *** Jackson Hill Road | Verizon | SBA | monopole | 140 | 150
| Middlefield | *** Jackson Hill Road | AT&T | SBA | monopole | 150 | 150
| Middlefield | *** Jackson Hill Road | T-Mobile | SBA | monopole | 88 | 150 | yes
| Middlefield | *** Jackson Hill Road | DISH | SBA | monopole | 98 | 150 | yes
| Middlefield | *** Jackson Hill Road | Verizon | SBA | monopole | 140 | 150
| Middlefield | *** Meriden Road | BAM | Land Management Inc | monopole | 43 | 45
Docket No. 223 | Middlefield | *** Meriden Road | AT&T | Cellco/Verizon | monopole | 130 | 152
Docket No. 223 | Middlefield | *** Meriden Road | Verizon | Cellco/Verizon | monopole | 150 | 152
| Middlefield | *** Meriden Road |  | Cellco/Verizon | monopole |  | 152
| Middlefield | *** Meriden Road | T-Mobile | Cellco/Verizon | monopole | 137 | 152
| Middlefield | *** Meriden Road | Cingular | Cellco/Verizon | monopole | 130 | 152
| Middlefield | *** Meriden Road | Verizon | Cellco/Verizon | monopole | 150 | 152
| Middlefield | *** Meriden Road | AT&T | Cellco/Verizon | monopole | 134 | 152
| Middlefield | *** Meriden Road | AT&T | Cellco/Verizon | monopole |  | 152 |  | diesel generator
| Middlefield | *** Meriden Road | Verizon | Cellco/Verizon | monopole | 150 | 152
| Middlefield | *** Meriden Road | T-Mobile | Cellco/Verizon | monopole | 140 | 150
| Middlefield | *** Meriden Road | Verizon | American Tower | monopole | 150 | 150
| Middlefield | *** Meriden Road | Verizon | American Tower | monopole | 150 | 150
| Middlefield | *** Meriden Road | T-Mobile | Cellco/Verizon | monopole | 140 | 150
| Middlefield | *** Meriden Road | Verizon | Cellco/Verizon | monopole | 150 | 150
Docket No. 40 | Middlefield | Palisades Drive | SNET Cellular | SNET Cellular | monopole | 75 | 75
| Middlefield | Palisades Drive | SNET/SCLP | SNET/SCLP | monopole
| Middlefield | Palisades Drive | SNET/SCLP | SNET/SCLP | monopole | 76.94 | 75
| Middlefield | Palisades Drive | SNET/Cingular | SNET/SCLP | monopole | 76.94 | 75
| Middlefield | Palisades Drive | SNET/Cingular | SNET/SCLP | monopole | 78 | 75
| Middlefield | Palisades Drive | Cingular | SNET/SCLP | monopole | 78 | 75
| Middlefield | Palisades Drive | AT&T | SBC | monopole | 78 | 75
| Middlefield | Palisades Drive | AT&T | American Tower Corporation | monopole | top | 75
| Middlefield | Palisades Drive | AT&T | American Tower Corporation | monopole | top | 75
| Middlefield | Palisades Drive | AT&T | American Tower Corporation | monopole | top | 75 | yes
| Middlefield | Palisades Drive | AT&T | American Tower Corporation | monopole | top | 75 | yes
| Middlefield | Palisades Drive | T-Mobile | American Tower Corporation | monopole | 63 | 75 | yes | diesel generator | 48-kilowatt
| Middlefield | Palisades Drive | DISH | American Tower Corporation | monopole | 53 | 75 | yes
Sub-petition No. 1133 | Middletown | *** Cross Street | Verizon | City of Middletown | self-support lattice | 130 | 180 |  | natural gas generator | 25 kW
| Middletown | **** South Main Street | BAM | SBA | monopole | 156 | 158 |  | diesel generator
| Middletown | **** South Main Street | Sprint | SBA | monopole | 147 | 158
| Middletown | **** South Main Street | Omni | SBA | monopole | 137 | 158
| Middletown | **** South Main Street | Nextel | SBA | monopole | 125 | 158
| Middletown | **** South Main Street | AT&T Wireless | SBA | monopole | 117 | 158
| Middletown | **** South Main Street | T-Mobile | SBA | monopole | 137 | 158
| Middletown | **** South Main Street | Cingular | SBA | monopole | 107 | 158
| Middletown | **** South Main Street | Cingular | Verizon | monopole | 157 | 158
| Middletown | **** South Main Street | Cingular/AT&T | Verizon | monopole | 117 | 158
| Middletown | **** South Main Street | Cingular | Verizon | monopole | 107 | 158
| Middletown | **** South Main Street | Pocket (now MetroPCS) | Verizon | monopole | 116 | 158
| Middletown | **** South Main Street | Clearwire | Verizon | monopole | 147 | 158
| Middletown | **** South Main Street | Sprint | Verizon | monopole |  | 158 |  | fuel cell backup
| Middletown | **** South Main Street | Verizon | Verizon | monopole | 158 | 158
| Middletown | **** South Main Street | AT&T | SBA | monopole | 107 | 158
| Middletown | **** South Main Street | Sprint | SBA | monopole | 146 | 158
| Middletown | **** South Main Street | AT&T | SBA | monopole |  | 158 |  | diesel generator
| Middletown | **** South Main Street | Sprint | SBA | monopole | 146 | 158
| Middletown | **** South Main Street | T-Mobile | SBA | monopole | 137 | 158
| Middletown | **** South Main Street | Verizon | SBA | monopole | top | 158
| Middletown | **** South Main Street | AT&T | SBA | monopole | 107 | 158
| Middletown | **** South Main Street | T-Mobile | SBA | monopole | 137 | 158
| Middletown | **** South Main Street | T-Mobile | SBA | monopole | 137 | 158 | yes
| Middletown | **** South Main Street | AT&T | SBA | monopole | 107 | 158 |  | diesel generator
| Middletown | **** South Main Street | DISH | SBA | monopole | 97 | 158 | yes
| Middletown | **** South Main Street | Verizon | SBA | monopole | 158 | 158 | yes
Petition No. 571 | Middletown | **** River Road | Sprint | NRG | rooftop | 134&153
| Middletown | **** River Road | Sprint | NRG | rooftop | 133
| Middletown | **** River Road | Sprint | NRG | rooftop | 133
| Middletown | **** Saybrook Road | Omni | Sprint | monopole | 110 | 150
| Middletown | **** Saybrook Road | SCLP | Sprint | monopole | 130 | 150
| Middletown | **** Saybrook Road | AT&T Wireless | Sprint | monopole | 122 | 150
| Middletown | **** Saybrook Road | Verizon | Sprint | monopole | 142 | 150
| Middletown | **** Saybrook Road | SNET/Cingular | Sprint | monopole | 132 | 150
| Middletown | **** Saybrook Road | T-Mobile | Sprint | monopole | 110 | 150
| Middletown | **** Saybrook Road | T-Mobile | Sprint | monopole | 110 | 150
| Middletown | **** Saybrook Road | Nextel | Sprint | monopole | 102 | 150
| Middletown | **** Saybrook Road | Verizon | Sprint | monopole | 142 | 150
| Middletown | **** Saybrook Road | Cingular/AT&T | Sprint | monopole | 122 | 150
| Middletown | **** Saybrook Road | Cingular | Sprint | monopole | 132 | 150
| Middletown | **** Saybrook Road | Pocket (now MetroPCS) | Sprint | monopole | 122 | 150
| Middletown | **** Saybrook Road | Verizon | Sprint | monopole | 142 | 150
| Middletown | **** Saybrook Road | AT&T | Crown Castle | monopole | 132 | 150
| Middletown | **** Saybrook Road | Sprint | Crown Castle | monopole |  | 150
| Middletown | **** Saybrook Road | Verizon | Crown Castle | monopole | 142 | 150
| Middletown | **** Saybrook Road | AT&T | Crown Castle | monopole |  | 150 |  | diesel generator
| Middletown | **** Saybrook Road | AT&T | Crown Castle | monopole | 132 | 150
| Middletown | **** Saybrook Road | Verizon | Crown Castle | monopole | 142 | 150
| Middletown | **** Saybrook Road | Sprint | Crown Castle | monopole | 150 | 150
| Middletown | **** Saybrook Road | Sprint | Crown Castle | monopole | 150 | 150
| Middletown | **** Saybrook Road | T-Mobile | Crown Castle | monopole | 110 | 150
| Middletown | **** Saybrook Road | DISH | Crown Castle | monopole | 121 | 150 | yes
| Middletown | **** Saybrook Road | Verizon | Crown Castle | monopole | 142 | 150 | yes
| Middletown | **** Saybrook Road | Verizon | Crown Castle | monopole | 141 | 150 | yes
Docket No. 125 | Middletown | *** Court Street | BAM | Middlesex Mutual Ass. Co. | rooftop | 207 | 207
| Middletown | *** Court Street | BAM | Middlesex Mutual Ass. Co. | rooftop | 180 | 207
| Middletown | *** Court Street | Verizon | Middlesex Mutual Ass. Co. | rooftop | 179 | 207
| Middletown | *** Court Street | Verizon | Middlesex Mutual Ass. Co. | rooftop | 179 | 207
| Middletown | *** Court Street | Verizon | Middlesex Mutual Ass. Co. | rooftop | 179 | 207
| Middletown | *** Court Street | Verizon | Middlesex Mutual Ass. Co. | rooftop | 179 | 207
| Middletown | *** Court Street | Verizon | 213 Court Street Realty Trust | rooftop | 179 | 207
| Middletown | *** Court Street | AT&T | 213 Court Street Realty Trust | rooftop | 171 | 207
| Middletown | *** Court Street | DISH | 213 Court Street Realty Trust | rooftop | 160 | 207 | yes
| Middletown | *** Preston Avenue | VoiceStream | AT&T | monopole | 140 | 150
| Middletown | *** Preston Avenue | Sprint | AT&T | monopole | 130 | 150
| Middletown | *** Preston Avenue | Cellco | AT&T | monopole | 110 | 150
| Middletown | *** Preston Avenue | SNET/Cingular | AT&T | monopole | 100 | 150
| Middletown | *** Preston Avenue | T-Mobile | AT&T | monopole | 140 | 150
| Middletown | *** Preston Avenue | SNET/Cingular | AT&T | monopole | 100 | 150
| Middletown | *** Preston Avenue | AT&T | AT&T | monopole | 120 | 150
| Middletown | *** Preston Avenue | Cingular | New Cingular | monopole | 150 | 150
| Middletown | *** Preston Avenue | AT&T | New Cingular | monopole | 120 | 150
| Middletown | *** Preston Avenue | Cingular/AT&T | New Cingular | monopole |  | 150
| Middletown | *** Preston Avenue | Verizon | New Cingular | monopole | 110 | 150
| Middletown | *** Preston Avenue | Cingular | New Cingular | monopole | 150 | 150
| Middletown | *** Preston Avenue | Pocket (now MetroPCS) | New Cingular | monopole | 90 | 150
| Middletown | *** Preston Avenue | Verizon | New Cingular | monopole | 110 | 150
| Middletown | *** Preston Avenue | Sprint | New Cingular | monopole |  | 150 |  | fuel cell backup
| Middletown | *** Preston Avenue | AT&T | AT&T | monopole | 150 | 150
| Middletown | *** Preston Avenue | MetroPCS | AT&T | monopole |  | 150
| Middletown | *** Preston Avenue | Sprint | AT&T | monopole | 125 | 150
| Middletown | *** Preston Avenue | T-Mobile | AT&T | monopole | 140 | 150
| Middletown | *** Preston Avenue | AT&T | AT&T | monopole |  | 150 |  | diesel generator
| Middletown | *** Preston Avenue | Verizon | AT&T | monopole | 110 | 150
| Middletown | *** Preston Avenue | T-Mobile | AT&T | monopole | 140 | 150
| Middletown | *** Preston Avenue | AT&T | AT&T | monopole | top | 150
| Middletown | *** Preston Avenue | AT&T | AT&T | monopole | top | 150
| Middletown | *** Preston Avenue | Sprint | AT&T | monopole | 130 | 150
| Middletown | *** Preston Avenue | DISH | AT&T | monopole | 90 | 150 | yes
| Middletown | *** Preston Avenue | Verizon | AT&T | monopole | 110 | 150 | yes
Docket No. 316 | Middletown | ** Fairchild Road | Nextel | Optasite | monopole | 120 | 120
| Middletown | ** Fairchild Road | Verizon | Optasite | monopole | 110 | 120
| Middletown | ** Fairchild Road | Pocket (now MetroPCS) | Optasite | monopole | 100 | 120
| Middletown | ** Fairchild Road |  | SBA | monopole |  | 120
| Middletown | ** Fairchild Road | Clearwire | SBA | monopole | 90 | 120
Docket No. 316A | Middletown | ** Fairchild Road | AT&T | SBA | monopole | 130 | 130
| Middletown | ** Fairchild Road | Verizon | SBA | monopole | 110 | 130
| Middletown | ** Fairchild Road | MetroPCS | SBA | monopole | 110 | 130
| Middletown | ** Fairchild Road | AT&T | SBA | monopole | 130 | 130
| Middletown | ** Fairchild Road | T-Mobile | SBA | monopole | 100 | 130
| Middletown | ** Fairchild Road | AT&T | SBA | monopole | top | 130
| Middletown | ** Fairchild Road | Verizon | SBA | monopole | 110 | 130
| Middletown | ** Fairchild Road | T-Mobile | SBA | monopole | 100 | 130
| Middletown | ** Fairchild Road | AT&T | SBA | monopole | 130 | 130
| Middletown | ** Fairchild Road | AT&T | SBA | monopole | 130 | 130
| Middletown | ** Fairchild Road | Sprint | SBA | monopole | 90 | 130
| Middletown | ** Fairchild Road | AT&T | SBA | monopole | 130 | 130
| Middletown | ** Fairchild Road | DISH | SBA | monopole | 120 | 130 | yes
| Middletown | ** Fairchild Road | AT&T | SBA | monopole | 130 | 130 | yes
| Middletown | ** Fairchild Road | Verizon | SBA | monopole | 130 | 130 | yes
Petition No. 606 | Middletown | *** Bartholomew Road | AT&T | CL&P | utility pole | 93 | 95
| Middletown | *** Bartholomew Road | T-Mobile | CL&P | utility pole | 83 | 95
| Middletown | *** Bartholomew Road | Cingular | CL&P | utility pole | 93 | 95
| Middletown | *** Bartholomew Road | Cingular | CL&P | utility pole |  | 95
| Middletown | *** Bartholomew Road | AT&T | CL&P | utility pole | 93 | 95
| Middletown | *** Bartholomew Road | T-Mobile | CL&P | utility pole | 83 | 95
| Middletown | *** Bartholomew Road | AT&T | Eversource | utility pole | 93 | 95
| Middletown | *** Bartholomew Road | T-Mobile | CL&P | utility pole | 83 | 95 | yes
| Middletown | *** Bartholomew Road | AT&T | CL&P | utility pole | 93 | 95
| Middletown | ** Industrial Park Road | SCLP | Omni | monopole | 173 | 185
| Middletown | ** Industrial Park Road | AT&T Wireless | Omni | monopole | 165 | 185
| Middletown | ** Industrial Park Road | VoiceStream | Omni | monopole | 185 | 185
| Middletown | ** Industrial Park Road | AT&T Wireless | Omni | monopole
| Middletown | ** Industrial Park Road | SNET/Cingular | Omni | monopole | 173 | 185
| Middletown | ** Industrial Park Road | T-Mobile | Omni | monopole | 185 | 185
| Middletown | ** Industrial Park Road | AT&T | Omni | monopole |  | 185
| Middletown | ** Industrial Park Road | AT&T | Omni | monopole | 165 | 185
| Middletown | ** Industrial Park Road | Pocket (now MetroPCS) | Omni | monopole | 165 | 185
| Middletown | ** Industrial Park Road | Cingular | Omni | monopole | 175 | 185
| Middletown | ** Industrial Park Road | T-Mobile | Omni | monopole | 185 | 185
| Middletown | ** Industrial Park Road | AT&T | T-Mobile | monopole | 175 | 185
| Middletown | ** Industrial Park Road | MetroPCS | T-Mobile | monopole |  | 185
| Middletown | ** Industrial Park Road | Verizon | Crown Castle | monopole | 155 | 185 |  | propane generator
| Middletown | ** Industrial Park Road | AT&T | Crown Castle | monopole |  | 185 |  | diesel generator
| Middletown | ** Industrial Park Road | T-Mobile | Crown Castle | monopole | 185 | 185
| Middletown | ** Industrial Park Road | AT&T | Crown Castle | monopole | 175 | 185
| Middletown | ** Industrial Park Road | AT&T | Crown Castle | monopole | 175 | 185
| Middletown | ** Industrial Park Road | Verizon | Crown Castle | monopole | 155 | 185
| Middletown | ** Industrial Park Road | AT&T | Crown Castle | monopole | 175 | 185
| Middletown | ** Industrial Park Road | T-Mobile | Crown Castle | monopole | 185 | 185
| Middletown | ** Industrial Park Road | AT&T | Crown Castle | monopole | 175 | 185
| Middletown | ** Industrial Park Road | DISH | Crown Castle | monopole | 165 | 185 | yes
| Middletown | ** Industrial Park Road | AT&T | Crown Castle | monopole | 175 | 185 | yes
| Middletown | ** Industrial Park Road | AT&T | Crown Castle | monopole |  |  |  | diesel generator | 48-kilowatt
| Middletown | ** Industrial Park Road | Verizon | Crown Castle | monopole | 12 | 185
| Middletown | ** Industrial Park Road | Verizon | Crown Castle | monopole | 156 | 185
| Middletown | Aircraft Road | Nextel | Pratt and Whitney | guyed-lattice | 170 | 200
| Milford | ** Bona Street | SNET | Intergrated Mobile Services | monopole | 147 | 150
| Milford | ** Bona Street | SNET/Cingular | Intergrated Mobile Services | monopole | 133 | 133
| Milford | ** Bona Street | Verizon | Intergrated Mobile Services | monopole | 93 | 133
| Milford | ** Bona Street | Cingular | Intergrated Mobile Services | monopole | 133 | 133
| Milford | ** Bona Street | Verizon | Intergrated Mobile Services | monopole | 113 | 133
| Milford | ** Bona Street | AT&T | Intergrated Mobile Services | monopole | 136 | 133
| Milford | ** Bona Street | Verizon | Crown Castle | monopole | 113 | 133
| Milford | ** Bona Street | Verizon | Crown Castle | monopole | 113 | 133
| Milford | ** Bona Street | AT&T | Crown Castle | monopole | top | 133
| Milford | ** Bona Street | AT&T | Crown Castle | monopole | 136 | 133
| Milford | ** Bona Street | AT&T | Crown Castle | monopole | 136 | 133
| Milford | ** Bona Street | Vapor IO | Crown Castle | monopole
| Milford | ** Bona Street | Verizon | Crown Castle | monopole | 113 | 133 | yes
Petition No. 680 | Milford | **** Boston Post Road | Verizon | Verizon (on Howard Johnson Hotel) | monopole | 82.5; 76.5 | 87.5
| Milford | **** Boston Post Road | Verizon | Verizon (on Howard Johnson Hotel) | monopole | 82.5; 76.5 | 87.5
| Milford | **** Boston Post Road | Verizon | Verizon | monopole | var | 87.5
Petition No. 1357 | Milford | **** Boston Post Road | Verizon | Verizon |  |  |  |  | diesel generator | 60kw
Petition No. 1375 | Milford | **** Boston Post Road | Verizon | Joint Petition by Verizon, AT&T & T-Mobile | Temporary monopole | 123 | 126
Petition No. 1375 | Milford | **** Boston Post Road | T-Mobile | Joint Petition by Verizon, AT&T & T-Mobile | Temporary monopole | 104 | 126
Petition No. 1375 | Milford | **** Boston Post Road | AT&T | Joint Petition by Verizon, AT&T & T-Mobile | Temporary monopole | 70 | 126
| Milford | *** Schoolhouse Road | Omni | Sprint | monopole | 100 | 140
| Milford | *** Schoolhouse Road | AT&T Wireless | Sprint | monopole | 125 | 140
| Milford | *** Schoolhouse Road | BAM | Sprint | monopole | 105 | 140
| Milford | *** Schoolhouse Road | AT&T Wireless | Sprint | monopole | - | 140
| Milford | *** Schoolhouse Road | T-Mobile | Sprint | monopole | 100 | 140
| Milford | *** Schoolhouse Road | AT&T Wireless | Sprint | monopole |  | 140
| Milford | *** Schoolhouse Road | T-Mobile | Sprint | monopole | 100 | 140
| Milford | *** Schoolhouse Road | Verizon | Sprint | monopole | 105 | 140
| Milford | *** Schoolhouse Road | Cingular | Sprint | monopole | 125 | 140
| Milford | *** Schoolhouse Road | T-Mobile | Sprint | monopole | 115 | 140
| Milford | *** Schoolhouse Road | Pocket (now MetroPCS) | Sprint | monopole | 95 | 140
| Milford | *** Schoolhouse Road | Verizon | Sprint | monopole | 106 | 140
| Milford | *** Schoolhouse Road | Clearwire | Sprint | monopole | 140 | 140
| Milford | *** Schoolhouse Road | Verizon | Sprint | monopole | 106 | 140
| Milford | *** Schoolhouse Road | Sprint | Crown Castle | monopole | 140 | 140
| Milford | *** Schoolhouse Road | AT&T | Crown Castle | monopole | 125 | 140
| Milford | *** Schoolhouse Road | Verizon | Crown Castle | monopole | 104 | 140
| Milford | *** Schoolhouse Road | Sprint | Crown Castle | monopole | 140 | 140
| Milford | *** Schoolhouse Road | AT&T | Crown Castle | monopole | 123 | 140
| Milford | *** Schoolhouse Road | Verizon | Crown Castle | monopole | 104 | 140
| Milford | *** Schoolhouse Road | AT&T | Crown Castle | monopole | 123 | 140
| Milford | *** Schoolhouse Road | T-Mobile | Crown Castle | monopole | 116 | 140
| Milford | *** Schoolhouse Road | Verizon | Crown Castle | monopole | 105 | 140
| Milford | *** Schoolhouse Road | Verizon | Crown Castle | monopole | 105 | 140
| Milford | *** Schoolhouse Road | T-Mobile | Crown Castle | monopole | 115 | 140 | yes
| Milford | *** Schoolhouse Road | T-Mobile | Crown Castle | monopole |  |  |  | diesel generator | 48-kilowatt
Docket No. 500 | Milford | ****-**** Boston Post Road | Verizon | ARX Wireless | monopole | 112 | 115 | yes | natural gas generator | 35-kilowatt
Docket No. 500 | Milford | ****-**** Boston Post Road | AT&T | ARX Wireless | monopole | 100 | 115 | yes | natural gas generator | 15-kilowatt
Docket No. 500 | Milford | ****-**** Boston Post Road | AT&T | ARX Wireless | monopole
| Milford | ****-**** Boston Post Road | T-Mobile | ARX Wireless | monopole | 88 | 115 | yes | natural gas generator | 50-kilowatt
| Milford | ****-**** Boston Post Road | ARX Wireless | Tarpon Towers III, LLC | monopole
Petition No. 1245 | Milford | **** Boston Post Road | T-Mobile | CT Post Limited Partnership | rooftop | 43 | 45
| Milford | **** Boston Post Road | T-Mobile | CT Post Limited Partnership | rooftop | 41 | 42
Petition No. 1363 | Milford | **** Boston Post Road | T-Mobile | CT Post Limited Partnership | rooftop
| Milford | *** Wampus Lane | T-Mobile | Nextel | monopole | 108 | 120
| Milford | *** Wampus Lane | T-Mobile | Nextel | monopole | 108 | 120
| Milford | *** Wampus Lane | Pocket (now MetroPCS) | Nextel | monopole | 88 | 120
| Milford | *** Wampus Lane | Clearwire | Nextel | monopole | 120 | 120
| Milford | *** Wampus Lane | Sprint | Nextel | monopole | 120 | 120
| Milford | *** Wampus Lane | T-Mobile | SBA | monopole | 105 | 120
| Milford | *** Wampus Lane | Sprint | SBA | monopole | 116.5 | 120
| Milford | *** Wampus Lane | T-Mobile | SBA | monopole | 105 | 120
| Milford | *** Wampus Lane | T-Mobile | SBA | monopole | 105 | 120
Petition No. 1133 | Milford | *** Wampus Lane | AT&T | SBA | monopole | 136 | 140 | yes | diesel generator | 15-kW
| Milford | ***-* Research Drive | SNET/SCLP | Nextel | monopole | 182 | 185
| Milford | ***-* Research Drive | BAM | Nextel | monopole | 125 | 185
| Milford | ***-* Research Drive | Omni | Nextel | monopole | 145 | 185
| Milford | ***-* Research Drive | Verizon | American Tower | monopole | 125 | 185
| Milford | ***-* Research Drive | SNET/Cingular | American Tower | monopole | 165 | 185
| Milford | ***-* Research Drive | VoiceStream | American Tower | monopole | n/a | 185
| Milford | ***-* Research Drive | T-Mobile | American Tower | monopole | 145 | 185
| Milford | ***-* Research Drive | Verizon | American Tower | monopole | 125 | 185
| Milford | ***-* Research Drive | Cingular | American Tower | monopole | 165 | 185
| Milford | ***-* Research Drive | Pocket (now MetroPCS) | American Tower | monopole | 175 | 185
| Milford | ***-* Research Drive | T-Mobile | American Tower | monopole | 145 | 185
| Milford | ***-* Research Drive | Verizon | American Tower | monopole | 126 | 185
| Milford | ***-* Research Drive | Verizon | American Tower | monopole | 126 | 185
| Milford | ***-* Research Drive | Clearwire | American Tower | monopole | 185 | 185
| Milford | ***-* Research Drive | AT&T | American Tower | monopole | 167 | 185
| Milford | ***-* Research Drive | Computer Hospital | American Tower | monopole | 139 | 185
| Milford | ***-* Research Drive | MetroPCS | American Tower | monopole | n/a | 185
| Milford | ***-* Research Drive | Verizon | American Tower | monopole | 126 | 185
| Milford | ***-* Research Drive | Verizon | American Tower | monopole | 126 | 185
| Milford | ***-* Research Drive | Verizon | American Tower | monopole | 126 | 185
| Milford | ***-* Research Drive | n/a | American Tower Corporation | monopole | n/a | 185 |  | diesel generator
| Milford | ***-* Research Drive | T-Mobile | American Tower Corporation | monopole | 145 | 185
| Milford | ***-* Research Drive | AT&T | American Tower Corporation | monopole | 167 | 185
| Milford | ***-* Research Drive | AT&T | American Tower Corporation | monopole | 167 | 185
| Milford | ***-* Research Drive | AT&T | American Tower Corporation | monopole | 167 | 185
| Milford | ***-* Research Drive | Sprint | American Tower Corporation | monopole | 185 | 188
| Milford | ***-* Research Drive | AT&T | American Tower Corporation | monopole | 167 | 185
| Milford | ***-* Research Drive | T-Mobile | American Tower Corporation | monopole | 145 | 185
| Milford | ***-* Research Drive | Verizon | American Tower Corporation | monopole | 126 | 185
| Milford | ***-* Research Drive | AT&T | American Tower Corporation | monopole | 167 | 185
| Milford | ***-* Research Drive | T-Mobile | American Tower Corporation | monopole | 145 | 185
| Milford | ***-* Research Drive | DISH | American Tower Corporation | monopole | 157 | 185 | yes
| Milford | *** Melba Street | AT&T | T-Mobile | monopole | 94.5&104.5 | 125
Petition No. 804 | Milford | *** Melba Street | Sprint | T-Mobile | monopole | 130 | 135
| Milford | *** Melba Street | Cingular | T-Mobile | monopole | n/a | 135
| Milford | *** Melba Street | AT&T | T-Mobile | monopole | 94.5, 104.5 | 135
| Milford | *** Melba Street | AT&T | Crown Castle | monopole | 94.5 & 104.5 | 135
| Milford | *** Melba Street | AT&T | Crown Castle | monopole | 94.5 & 104.5 | 135
| Milford | *** Melba Street | DISH | Crown Castle | monopole | 89 | 135
| Milford | *** Melba Street | AT&T | Crown Castle | monopole | 91 & 101 | 135 | yes
Docket No. 410 | Milford | *** Melba Street | Verizon | Verizon | monopole | 130, 120, 110 | 136 |  | propane generator | 1,000-gallon/70-hour capacity
| Milford | *** Melba Street | n/a | CST | monopole | n/a | 136
| Milford | *** Melba Street | MetroPCS | CST | monopole | 100 | 136
| Milford | *** Melba Street | n/a | American Tower LLC | monopole | n/a | 136
| Milford | *** Melba Street | Verizon | American Tower Corporation | monopole | 110 | 136 | yes
| Milford | *** Old Gate Lane | Cingular/AT&T | Global Signal | monopole | 120 | 120
| Milford | *** Old Gate Lane | Sprint/Nextel | Global Signal | monopole | 120 | 120
| Milford | *** Old Gate Lane | Verizon | Global Signal | monopole | 100 | 120
| Milford | *** Old Gate Lane | Clearwire | Global Signal | monopole | 120 | 120
| Milford | *** Old Gate Lane | Verizon | Crown Castle | monopole | 100 | 120
| Milford | *** Old Gate Lane | Sprint | Crown Castle | monopole | 120 | 120
| Milford | *** Old Gate Lane | Verizon | Crown Castle | monopole | 100 | 120
| Milford | *** Old Gate Lane | Sprint | Crown Castle | monopole | 120 | 120
| Milford | *** Old Gate Lane | n/a | Crown Castle | monopole | n/a | 120
| Milford | *** Old Gate Lane | Sprint | Crown Castle | monopole | 120 | 120
| Milford | *** Old Gate Lane | Verizon | Crown Castle | monopole | 100 | 120
Petition No. 1473 | Milford | *** Old Gate Lane | AT&T | Crown Castle | monopole | 83 | 120 | yes | diesel generator | 15-kilowatt
Petition No. 437 | Milford | *** Woodmont Road | UI | UI | wood pole | 79 | 79
Docket No. 56 | Milford | *** Oronoque Road | BAM | BAM | monopole | 100 | 100
| Milford | *** Oronoque Road | BAM/SCLP | BAM | monopole | 84 | 100
| Milford | *** Oronoque Road | BAM | BAM | monopole | 100 | 100
| Milford | *** Oronoque Road | BAM | BAM | monopole | 100 | 100
| Milford | *** Oronoque Road | BAM | Crown Atlantic Co. LLC
| Milford | *** Oronoque Road | BAM | Crown Atlantic Co. LLC | monopole | 100 | 100
| Milford | *** Oronoque Road | Verizon | Crown Atlantic Co. LLC | monopole | 100 | 100
| Milford | *** Oronoque Road | T-Mobile | Crown Atlantic Co. LLC | monopole | 83 | 100
| Milford | *** Oronoque Road | Verizon | Crown Atlantic Co. LLC | monopole | 100 | 100
| Milford | *** Oronoque Road | Pocket (now MetroPCS) | Crown Atlantic Co. LLC | monopole | 73 | 100
| Milford | *** Oronoque Road | T-Mobile | Crown Atlantic Co. LLC | monopole | 83 | 100
| Milford | *** Oronoque Road | Verizon | Crown Atlantic Co. LLC | monopole | 105 | 100
| Milford | *** Oronoque Road | SiriusXM | Crown Atlantic Co. LLC | monopole | var. | 100
| Milford | *** Oronoque Road | Verizon | Crown Atlantic Co. LLC | monopole | 100 | 100
| Milford | *** Oronoque Road | T-Mobile | Crown Atlantic Co. LLC | monopole | 83 | 100 |  | BBU
| Milford | *** Oronoque Road | T-Mobile | Crown Atlantic Co. LLC | monopole | 83 | 100
| Milford | *** Oronoque Road | Verizon | Crown Atlantic Co. LLC | monopole | 100 | 100 | yes
| Milford | *** Boston Post Road | VoiceStream | AT&T | self-support lattice | 110 | 150
| Milford | *** Boston Post Road | XM Radio | Milford Police | self-support lattice | 90
| Milford | *** Boston Post Road | T-Mobile | AT&T | self-support lattice | 110 | 150
| Milford | *** Boston Post Road | Cingular | New Cingular | self-support lattice | 140 | 150
| Milford | *** Boston Post Road | T-Mobile | New Cingular | self-support lattice | 110 | 150
| Milford | *** Boston Post Road | Verizon | New Cingular | self-support lattice | 90 | 150
| Milford | *** Boston Post Road | Pocket (now MetroPCS) | New Cingular | self-support lattice | 80 | 150
| Milford | *** Boston Post Road | T-Mobile | New Cingular | self-support lattice | 112 | 150
| Milford | *** Boston Post Road | Clearwire | New Cingular | self-support lattice | 75 | 150
| Milford | *** Boston Post Road | Sprint Nextel | New Cingular | self-support lattice | 100 | 150
| Milford | *** Boston Post Road | AT&T | New Cingular | self-support lattice | 141 | 150
| Milford | *** Boston Post Road | Sprint | New Cingular | self-support lattice |  | 150 |  | fuel cell backup
| Milford | *** Boston Post Road |  | AT&T | self-support lattice |  | 150
| Milford | *** Boston Post Road | T-Mobile | AT&T | self-support lattice | 112 | 150
| Milford | *** Boston Post Road | Verizon | AT&T | self-support lattice | 90 | 150
| Milford | *** Boston Post Road | Sprint | AT&T | self-support lattice | 100 | 150
| Milford | *** Boston Post Road | AT&T | AT&T | self-support lattice |  | 150 |  | diesel generator
| Milford | *** Boston Post Road | Verizon | AT&T | self-support lattice | 90 | 150
| Milford | *** Boston Post Road | Sprint | AT&T | self-support lattice | 100 | 150
| Milford | *** Boston Post Road | T-Mobile | Crown Castle | self-support lattice | 112 | 150
| Milford | *** Boston Post Road | AT&T | Crown Castle | self-support lattice | 141 | 150
| Milford | *** Boston Post Road | AT&T | Crown Castle | self-support lattice | 141 | 150
| Milford | *** Boston Post Road | Sprint | Crown Castle | self-support lattice | 100 | 150
| Milford | *** Boston Post Road | T-Mobile | Crown Castle | self-support lattice | 117 | 150
| Milford | *** Boston Post Road | AT&T | Crown Castle | self-support lattice | 141 | 150
| Milford | *** Boston Post Road | T-Mobile | Crown Castle | self-support lattice | 114 | 150
| Milford | *** Boston Post Road | DISH | Crown Castle | self-support lattice | 78 | 150 | yes
| Milford | *** Boston Post Road | T-Mobile | Crown Castle | self-support lattice | 114 | 150
Docket No. 44 | Milford | *** Bridgeport Avenue | SNET Cellular | SNET Cellular | monopole | 100 | 100
| Milford | *** Bridgeport Avenue | SNET Cellular | SNET Cellular | monopole | 109 | 100
| Milford | *** Bridgeport Avenue | SCLP | SNET Cellular | monopole
| Milford | *** Bridgeport Avenue | SCLP | SNET Cellular | monopole | 102 | 100
| Milford | *** Bridgeport Avenue | SNET/SCLP/Nextel | SNET/SCLP | monopole | 92 | 100
| Milford | *** Bridgeport Avenue | Nextel | SCLP | monopole | 92 | 100
| Milford | *** Bridgeport Avenue | SNET/Cingular | SCLP | monopole | 103 | 100
| Milford | *** Bridgeport Avenue | New Cingular | American Tower Corporation | monopole | 73 | 100
| Milford | *** Bridgeport Avenue | New Cingular | American Tower Corporation | monopole | 102 | 100
| Milford | *** Bridgeport Avenue | Sprint/Nextel | American Tower Corporation | monopole | 102 | 100
| Milford | *** Bridgeport Avenue | Sprint/Nextel | American Tower Corporation | monopole | 80, 90 | 100
| Milford | *** Bridgeport Avenue | Sprint/Nextel | American Tower Corporation | monopole | 80 | 100
| Milford | *** Bridgeport Avenue | Cingular | American Tower Corporation | monopole | 102 | 100
| Milford | *** Bridgeport Avenue | T-Mobile | American Tower Corporation | monopole | 73 | 100
| Milford | *** Bridgeport Avenue | AT&T | American Tower Corporation | monopole | 103 | 100
| Milford | *** Bridgeport Avenue | T-Mobile | American Tower Corporation | monopole | 73 | 100
| Milford | *** Bridgeport Avenue | T-Mobile | American Tower Corporation | monopole | 73 | 100
| Milford | *** Bridgeport Avenue | AT&T | American Tower Corporation | monopole | top | 100
| Milford | *** Bridgeport Avenue | AT&T | American Tower Corporation | monopole | 100 | 100
| Milford | *** Bridgeport Avenue | AT&T | American Tower Corporation | monopole | 100 | 100
| Milford | *** Bridgeport Avenue | AT&T | American Tower Corporation | monopole | 100 | 100
| Milford | *** Bridgeport Avenue | T-Mobile | American Tower Corporation | monopole | 73 | 100
| Milford | *** Bridgeport Avenue | T-Mobile | American Tower Corporation | monopole | 73 | 100
| Milford | *** Bridgeport Avenue | DISH | American Tower Corporation | monopole | 93 | 100 | yes
| Milford | *** Wheelers Farm Road | Omni | Sprint | monopole | 110 | 120
| Milford | *** Wheelers Farm Road | AT&T Wireless | Sprint | monopole | 130 | 120
| Milford | *** Wheelers Farm Road | SCLP | Sprint | monopole | 95 | 120
| Milford | *** Wheelers Farm Road | XM Satellite | Sprint | monopole | 112 | 120
| Milford | *** Wheelers Farm Road | AT&T | Sprint | monopole | 130 | 120
| Milford | *** Wheelers Farm Road | SNET/Cingular | Sprint | monopole | 93 | 120
| Milford | *** Wheelers Farm Road | Nextel | Sprint | monopole | 83 | 120
| Milford | *** Wheelers Farm Road | T-Mobile | Sprint | monopole | 102 | 120
| Milford | *** Wheelers Farm Road | AT&T | Sprint | monopole |  | 120
| Milford | *** Wheelers Farm Road | AT&T | Sprint | monopole | 127 | 120
Petition No. 656 | Milford | *** Wheelers Farm Road | Verizon | Sprint | monopole | 110 | 120
| Milford | *** Wheelers Farm Road | Cingular | Sprint | monopole | 93 | 120
| Milford | *** Wheelers Farm Road | AT&T | Sprint | monopole | 127 | 120
| Milford | *** Wheelers Farm Road | Pocket (now MetroPCS) | Sprint | monopole | 128 | 120
| Milford | *** Wheelers Farm Road | Verizon | Sprint | monopole | 110 | 120
| Milford | *** Wheelers Farm Road | Clearwire | Sprint | monopole | 119 | 120
| Milford | *** Wheelers Farm Road | Verizon | Sprint | monopole | 114 | 120
| Milford | *** Wheelers Farm Road | T-Mobile | Sprint | monopole | 105 | 120
| Milford | *** Wheelers Farm Road | AT&T | Sprint | monopole | 97 | 120
| Milford | *** Wheelers Farm Road | T-Mobile | Crown Castle | monopole | 108 | 120
| Milford | *** Wheelers Farm Road | Sprint | Crown Castle | monopole | 120 | 120
| Milford | *** Wheelers Farm Road | AT&T | Crown Castle | monopole |  | 120 |  | diesel generator
| Milford | *** Wheelers Farm Road | Verizon | Crown Castle | monopole | 114 | 120
| Milford | *** Wheelers Farm Road | Sprint | Crown Castle | monopole | 120 | 120
| Milford | *** Wheelers Farm Road | AT&T | Crown Castle | monopole | 97 | 120
| Milford | *** Wheelers Farm Road | T-Mobile | Crown Castle | monopole | 107 | 120
| Milford | *** Wheelers Farm Road | AT&T | Crown Castle | monopole | 97 | 120
| Milford | *** Wheelers Farm Road | T-Mobile | Crown Castle | monopole | 107 | 120
| Milford | *** Wheelers Farm Road | Sprint | Crown Castle | monopole | 120 | 120
| Milford | *** Wheelers Farm Road | Verizon | Crown Castle | monopole | 114 | 120
| Milford | *** Wheelers Farm Road | T-Mobile | Crown Castle | monopole | 107 | 120
| Milford | *** Wheelers Farm Road | AT&T | Crown Castle | monopole | 96 | 120
| Milford | *** Wheelers Farm Road | AT&T | Crown Castle | monopole | 98 | 120
| Milford | *** Wheelers Farm Road | Verizon | Crown Castle | monopole | 114 | 120
| Milford | *** Wheelers Farm Road | T-Mobile | Crown Castle | monopole | 105 | 120
| Milford | *** Wheelers Farm Road | AT&T | Crown Castle | monopole | 96 | 120
| Milford | *** Wheelers Farm Road | DISH | Crown Castle | monopole | 96 | 120 | yes
Petition No. 437 | Milford | *** Bridgeport Avenue | UI | UI | wood pole | 79 | 79
Petition No. 635 | Milford | *** North Street | T-Mobile | CL&P | utility pole | 85.5, 91.5 | 94.5
| Milford | *** North Street | T-Mobile | CL&P | utility pole | 85.5, 91.5 | 94.5
Petition No. 981 | Milford | *** North Street | AT&T | CL&P | utility pole | 127 | 140
Docket No., 210 | Monroe | **** Monroe Turnpike | AT&T | James Dwyer Co. | monopole | 160 | 160
| Monroe | **** Monroe Turnpike | T-Mobile | CT Architectural Towers | monopole | 140 | 160
| Monroe | **** Monroe Turnpike |  | CT Architectural Towers | monopole |  | 160
| Monroe | **** Monroe Turnpike | Verizon | Optasite | monopole | 130 | 160
| Monroe | **** Monroe Turnpike | Verizon | Optasite | monopole | 130 | 160
| Monroe | **** Monroe Turnpike | Town of Monroe | CT Architectural Towers | monopole | 157 | 160
| Monroe | **** Monroe Turnpike | Cingular | CT Architectural Towers | monopole | 159 | 160
| Monroe | **** Monroe Turnpike |  | SBA | monopole |  | 160
| Monroe | **** Monroe Turnpike | Town of Monroe | SBA | monopole | 95, 80 | 160
| Monroe | **** Monroe Turnpike | AT&T | SBA | monopole | 160 | 160
| Monroe | **** Monroe Turnpike | Verizon | SBA | monopole | 130 | 160
| Monroe | **** Monroe Turnpike | Sprint | SBA | monopole | 149 | 160
| Monroe | **** Monroe Turnpike | Verizon | SBA | monopole | 130 | 160
| Monroe | **** Monroe Turnpike | AT&T | SBA | monopole |  | 160 |  | diesel generator
| Monroe | **** Monroe Turnpike | Sprint | SBA | monopole | 151 | 160
| Monroe | **** Monroe Turnpike | Verizon | SBA | monopole | 131 | 160
| Monroe | **** Monroe Turnpike | Verizon | SBA | monopole | 131 | 160
| Monroe | **** Monroe Turnpike | T-Mobile | SBA | monopole | 140 | 160
| Monroe | **** Monroe Turnpike | Sprint | SBA | monopole | 151 | 160
| Monroe | **** Monroe Turnpike | AT&T | SBA | monopole | 160 | 160
| Monroe | **** Monroe Turnpike | AT&T | SBA | monopole | 160 | 160
| Monroe | **** Monroe Turnpike | AT&T | SBA | monopole | 160 | 160 |  | diesel generator | 30kW
| Monroe | **** Monroe Turnpike | Verizon | SBA | monopole | 131 | 160
Docket No. 15 | Monroe | *** Guinea Road | Housatonic Cable Vision Co | Housatonic Cable Vision Co | guyed-lattice | 120 | 140
| Monroe | *** Guinea Road | CrownNew | CROWNNEW | guyed-lattice | 55,65,73,90 | 140
| Monroe | *** Guinea Road | Housatonic Cable Vision Co | Housatonic Cable Vision Co | guyed-lattice |  | 140
| Monroe | *** Guinea Road | Crown Media | Crown Media | guyed-lattice |  | 140
| Monroe | *** Guinea Road | BAM | Crown Media | guyed-lattice | 103140 | 140
| Monroe | *** Guinea Road | Pagenet | Charter Comm. | guyed-lattice | 25,75,141 | 140
| Monroe | *** Guinea Road | SNET/SCLP | SNET/SCLP | self-support lattice
d0114Docket No. 114 | Monroe | *** Guinea Road | SNET Cellular | SNET Cellular | self-support lattice | 240 | 243
| Monroe | *** Guinea Road | SNET/SCLP | SNET/SCLP | self-support lattice | 240 | 243
| Monroe | *** Guinea Road | Cingular Interactive | SCLP | self-support lattice | 200 | 243
| Monroe | *** Guinea Road | SCLP/Nextel | SNET/SCLP | self-support lattice | 220 | 243
| Monroe | *** Guinea Road | SCLP/pagenet | SNET/SCLP | self-support lattice | 180 | 243
| Monroe | *** Guinea Road | Verizon | SNET | self-support lattice | 212 | 243
| Monroe | *** Guinea Road | Cingular | SNET/SCLP | self-support lattice | 240 | 243
| Monroe | *** Guinea Road | Verizon | SNET/SCLP | self-support lattice | 212 | 243
| Monroe | *** Guinea Road | New Cingular | SNET/SCLP | self-support lattice | 236 | 243
| Monroe | *** Guinea Road | Verizon | SNET/SCLP | self-support lattice | 218 | 243
| Monroe | *** Guinea Road | AT&T | SNET/SCLP | self-support lattice | 238 | 243
| Monroe | *** Guinea Road | Verizon | AT&T | self-support lattice | 218 | 243
| Monroe | *** Guinea Road | CL&P | AT&T | self-support lattice | 185 | 243
| Monroe | *** Guinea Road | Verizon | Crown Castle | self-support lattice | 218 | 243
| Monroe | *** Guinea Road | AT&T | Crown Castle | self-support lattice | 236 | 243
| Monroe | *** Guinea Road | AT&T | Crown Castle | self-support lattice | 236 | 243
| Monroe | *** Guinea Road | Verizon | Crown Castle | self-support lattice | 215 | 243
| Monroe | *** Guinea Road | AT&T | Crown Castle | self-support lattice |  |  |  | diesel generator | 30-kilowatt
| Monroe | *** Guinea Road | AT&T | Crown Castle | self-support lattice | 230 | 243
| Monroe | *** Guinea Road | DISH | Crown Castle | self-support lattice | 165 | 243 | yes
| Monroe | *** Guinea Road | Verizon | Crown Castle | self-support lattice | 212 | 243
| Monroe | *** Fan Hill Road | AT&T | Town of Monroe | monopole | 160 | 175 | yes | diesel generator | 15-kilowatt
| Monroe | *** Main Street | AT&T | Sprint | monopole | 140 | 195
| Monroe | *** Main Street | Omni/V'Stream/T-Mobile | Sprint | monopole | 195 | 195
| Monroe | *** Main Street | Verizon | Sprint | monopole | 160 | 195
| Monroe | *** Main Street | Cingular | Sprint | monopole | 140 | 195
| Monroe | *** Main Street | AT&T | Sprint | monopole | 140 | 195
| Monroe | *** Main Street | Verizon | Sprint | monopole | 160 | 195
| Monroe | *** Main Street | Sprint | Crown Castle | monopole | 152 | 195
| Monroe | *** Main Street | Verizon | Crown Castle | monopole | 160 | 195
| Monroe | *** Main Street | Sprint | Crown Castle | monopole | 150 | 195
| Monroe | *** Main Street | Verizon | Crown Castle | monopole | 160 | 195
| Monroe | *** Main Street | Sprint | Crown Castle | monopole | 152 | 195
| Monroe | *** Main Street | T-Mobile | Crown Castle | monopole | 195 | 195
| Monroe | *** Main Street | Verizon | Crown Castle | monopole | 160 | 195
| Monroe | *** Main Street | T-Mobile | Crown Castle | monopole | 195 | 195
| Monroe | *** Main Street | T-Mobile | Crown Castle | monopole | 195 | 195 | yes
| Monroe | *** Main Street | AT&T | Crown Castle | monopole | 140 | 195 | yes
Docket No. 207 | Monroe | *** Moose Hill Road | AT&T | Dwyer | monopole | 127 | 130
| Monroe | *** Moose Hill Road | T-Mobile | CT Architectural Towers | monopole | 117 | 130
Petition No. 628 | Monroe | *** Moose Hill Road | Sprint | CT Architectural Towers | monopole | 150 | 150
| Monroe | *** Moose Hill Road | Cingular | CT Architectural Towers | monopole | 137.5 | 150
| Monroe | *** Moose Hill Road | Town of Monroe | CT Architectural Towers | monopole | 150 | 150
| Monroe | *** Moose Hill Road | Nextel | CT Architectural Towers | monopole | 107.5 | 150
| Monroe | *** Moose Hill Road |  | CT Architectural Towers | monopole |  | 150
| Monroe | *** Moose Hill Road | New Cingular | Optasite | monopole | 138 | 150
| Monroe | *** Moose Hill Road | Cingular/AT&T | Optasite | monopole | 127 | 150
| Monroe | *** Moose Hill Road | Sprint Nextel | Optasite | monopole | 147.5 | 150
| Monroe | *** Moose Hill Road | Sprint Nextel | Optasite | monopole | 148 | 150
| Monroe | *** Moose Hill Road |  | SBA | monopole |  | 150
| Monroe | *** Moose Hill Road | T-Mobile | SBA | monopole | 117 | 150
| Monroe | *** Moose Hill Road | Clearwire | SBA | monopole | 148 | 150
| Monroe | *** Moose Hill Road | AT&T | SBA | monopole | 138 | 150
| Monroe | *** Moose Hill Road | Verizon | SBA | monopole | 99 | 150
| Monroe | *** Moose Hill Road | Sprint | SBA | monopole | 147 | 150
| Monroe | *** Moose Hill Road | T-Mobile | SBA | monopole | 121 | 150
| Monroe | *** Moose Hill Road | AT&T | SBA | monopole |  | 150 |  | diesel generator
| Monroe | *** Moose Hill Road | Verizon | SBA | monopole | 99 | 150
| Monroe | *** Moose Hill Road | Sprint | SBA | monopole | 147 | 150
| Monroe | *** Moose Hill Road | Verizon | SBA | monopole | 99 | 150
| Monroe | *** Moose Hill Road | T- Mobile | SBA | monopole | 121 | 150
| Monroe | *** Moose Hill Road | AT&T | SBA | monopole | 139 | 150
| Monroe | *** Moose Hill Road | AT&T | SBA | monopole | 139 | 150
| Monroe | *** Moose Hill Road | AT&T | SBA | monopole | 139 | 150
| Monroe | *** Moose Hill Road | AT&T | SBA | monopole | 139 | 150
| Monroe | *** Moose Hill Road | DISH | SBA | monopole | 110 | 150 | yes
| Monroe | *** Moose Hill Road | AT&T | SBA | monopole | 139 | 150 | yes
| Monroe | ** Main Street | AT&T Wireless | VoiceStream/Stepney Fire Dept. | monopole | 175 | 195
| Monroe | ** Main Street | Verizon | VoiceStream/Stepney Fire Dept. | monopole | 165 | 195
| Monroe | ** Main Street | Verizon | VoiceStream/Stepney Fire Dept. | monopole | 165 | 195
| Monroe | ** Main Street | Cingular | VoiceStream/Stepney Fire Dept. | monopole | 175 | 195
| Monroe | ** Main Street | Cingular | VoiceStream/Stepney Fire Dept. | monopole |  | 195
| Monroe | ** Main Street | T-Mobile | VoiceStream/Stepney Fire Dept. | monopole | 195 | 195
| Monroe | ** Main Street | AT&T | VoiceStream/Stepney Fire Dept. | monopole | 175 | 195
| Monroe | ** Main Street | Verizon | VoiceStream/Stepney Fire Dept. | monopole | 165 | 195
| Monroe | ** Main Street | Verizon | T-Mobile/Stepney Fire Dept. | monopole | 165 | 195
| Monroe | ** Main Street | Verizon | T-Mobile/Stepney Fire Dept. | monopole |  | 195 |  | propane generator
| Monroe | ** Main Street | Verizon | T-Mobile/Stepney Fire Dept. | monopole | 165 | 195
| Monroe | ** Main Street | T-Mobile | Crown Castle | monopole | 195 | 195
| Monroe | ** Main Street | T-Mobile | Crown Castle | monopole | 195 | 195
| Monroe | ** Main Street | AT&T | Crown Castle | monopole | 175 | 195
| Monroe | ** Main Street | Verizon | Crown Castle | monopole | 165 | 195
| Monroe | ** Main Street | AT&T | Crown Castle | monopole | 175 | 195
| Monroe | ** Main Street | AT&T | Crown Castle | monopole | 175 | 195
| Monroe | ** Main Street | T-Mobile | Crown Castle | monopole | 195 | 195
| Monroe | ** Main Street | T-Mobile | Crown Castle | monopole | 195 | 195 | yes
| Monroe | ** Main Street | DISH | Crown Castle | monopole | 147 | 195 | yes
| Monroe | ** Main Street | DISH | Crown Castle | monopole | 147 | 195 | yes
| Montville | **** Route ** | MediaFLO | American Tower | guyed-lattice | 996 | 1033
| Montville | **** Route ** | AT&T | American Tower | guyed-lattice | 190 | 1089
| Montville | **** Route ** | Cingular | American Tower | guyed-lattice | 190 | 1089
| Montville | **** Route ** | AT&T | American Tower | guyed-lattice | 190 | 1089
| Montville | **** Route ** | AT&T | American Tower | guyed-lattice | 190 | 1089
| Montville | **** Route ** | AT&T | American Tower | guyed-lattice | 190 | 1089
| Montville | **** Route ** | DISH | American Tower | guyed-lattice | 400 | 1089
| Montville | **** Route ** | DISH | American Tower | guyed-lattice | 180 | 1089 | yes
| Montville | **** Route ** | AT&T | American Tower |  |  |  |  | diesel-generator | 30-kilowatt
| Montville | *** Butlertown Road | SCLP | Wireless Solutions | guyed-lattice | 170 | 195
| Montville | *** Butlertown Road | SNET/Cingular | Wireless Solutions | guyed-lattice | 170 | 195
| Montville | *** Butlertown Road | Cingular | Wireless Solutions | guyed-lattice | 161 | 195
| Montville | *** Butlertown Road | AT&T | Wireless Solutions | guyed-lattice | 161 | 195
| Montville | *** Butlertown Road | AT&T | Wireless Solutions | guyed-lattice | 161 | 195
| Montville | *** Chapel Hill Road | T-Mobile | Subcarrier Communications, Inc. | self-support lattice | 180 | 300
| Montville | *** Chapel Hill Road | T-Mobile | Subcarrier Communications, Inc. | self-support lattice | 180 | 300
| Montville | ** Beckwith Road | Verizon | Sprint | monopole | 167 | 180
| Montville | ** Beckwith Road | Verizon | Sprint | monopole | 167 | 180
| Montville | ** Beckwith Road | Verizon | Sprint | monopole | 167 | 180
| Montville | ** Beckwith Road | Verizon | Crown Castle | monopole | 167 | 180
| Montville | ** Beckwith Road | Sprint | Crown Castle | monopole |  | 180
| Montville | ** Beckwith Road | T-Mobile | Crown Castle | monopole | 175 | 180
| Montville | ** Beckwith Road | Verizon | Crown Atlantic | monopole | 167 | 180
| Montville | ** Beckwith Road | Sprint | Crown Castle | monopole | 180 | 180
| Montville | ** Beckwith Road | Verizon | Crown Castle | monopole | 167 | 180
| Montville | ** Beckwith Road | T-Mobile | Crown Castle | monopole | 175 | 180
| Montville | *** Sharp Hill Road | DISH | American Tower Corporation | self-supporting lattice tower | 75 | 100
| Montville | *** Route ** | Verizon | Sprint | monopole | 170 | 180 |  | diesel generator
| Montville | *** Route ** | AT&T | Sprint | monopole | 160 | 180
| Montville | *** Route ** | Cingular | Sprint | monopole | 150 | 180
| Montville | *** Route ** | Verizon | Sprint | monopole | 170 | 180
| Montville | *** Route ** | Cingular/AT&T | Sprint | monopole | 160 | 180
| Montville | *** Route ** | Cingular | Sprint | monopole | 147 | 180
| Montville | *** Route ** | Verizon | Crown Castle | monopole | 167 | 180
| Montville | *** Route ** | Sprint | Crown Castle | monopole |  | 180
| Montville | *** Route ** | AT&T | Crown Castle | monopole | 147 | 180
| Montville | *** Route ** | Verizon | Crown Castle | monopole | 167 | 180
| Montville | *** Route ** | Verizon | Crown Castle | monopole | 167 | 180
| Montville | *** Route ** | AT&T | Crown Castle | monopole | 147 | 180
| Montville | *** Route ** | Verizon | Crown Castle | monopole | 169 | 180
| Montville | *** Route ** | Sprint | Crown Castle | monopole | 180 | 180
| Montville | *** Route ** | AT&T | Crown Castle | monopole | 147 | 180
| Montville | *** Route ** | Verizon | Crown Castle | monopole | 167 | 180 | yes
| Montville | ** Cook Road | SCLP | Ken Thomas | guyed-lattice | 177.6 | 190
| Montville | ** Cook Road | BAM | Ken Thomas | guyed-lattice | 168 | 190
| Montville | ** Cook Road | SNET/Cingular | Wireless Solutions | guyed-lattice | 177 | 190
Petition No. 575 | Montville | ** Cook Road | AT&T | Wireless Solutions | guyed-lattice | 197 | 190
| Montville | ** Cook Road | Verizon | Wireless Solutions | guyed-lattice | 100 | 190
| Montville | ** Cook Road | Verizon | Wireless Solutions | guyed-lattice | 169 | 190
| Montville | ** Cook Road | Nextel | Wireless Solutions | guyed-lattice | 140 | 190
| Montville | ** Cook Road | Cingular/AT&T | Wireless Solutions | guyed-lattice | 197 | 190
| Montville | ** Cook Road | T-Mobile | Wireless Solutions | guyed-lattice | 150 | 190
| Montville | ** Cook Road | T-Mobile | Wireless Solutions | guyed-lattice | 193 | 190
| Montville | ** Cook Road | Cingular | Wireless Solutions | guyed-lattice | 177 | 190
| Montville | ** Cook Road | MetroPCS | Wireless Solutions | guyed-lattice | 130 | 190
| Montville | ** Cook Road | Clearwire | Wireless Solutions | guyed-lattice | 120 | 190
| Montville | ** Cook Road | Sprint | Wireless Solutions | guyed-lattice | n/a | 190 |  | fuel cell backup
| Montville | ** Cook Road | Verizon | Wireless Solutions | guyed-lattice | 169 | 190
| Montville | ** Cook Road | AT&T | Wireless Solutions | guyed-lattice | 180 | 190
| Montville | ** Cook Road | Sprint | Wireless Solutions | guyed-lattice | 151 | 190
| Montville | ** Cook Road | AT&T | Wireless Solutions | guyed-lattice | n/a | 190 |  | diesel generator
| Montville | ** Cook Road | AT&T | Wireless Solutions | guyed-lattice | 180 | 190
| Montville | ** Cook Road | Verizon | Wireless Solutions | guyed-lattice | 169 | 190
| Montville | ** Cook Road | T-Mobile | Wireless Solutions | guyed-lattice | 188 | 190
| Montville | ** Cook Road | Verizon | Wireless Solutions | guyed-lattice | 169 | 190
| Montville | ** Cook Road | Sprint | Wireless Solutions | guyed-lattice | 151 | 190
| Montville | ** Cook Road | Sprint | Wireless Solutions | guyed-lattice | 151 | 190
| Montville | ** Cook Road | AT&T | Wireless Solutions | guyed-lattice | 180 | 190
| Montville | ** Cook Road | T-Mobile | Wireless Solutions | guyed-lattice | 188 | 190
| Montville | ** Cook Road | T-Mobile | Wireless Solutions | guyed-lattice | 188 | 190
| Montville | ** Cook Road | AT&T | Wireless Solutions | guyed-lattice | 180 | 190 | yes
| Montville | ** Cook Road | AT&T | Wireless Solutions | guyed-lattice |  |  |  | diesel generator | 50-kilowatt
| Montville | ** Cook Road | Verizon | Wireless Solutions | guyed-lattice | 168 | 190 | yes
| Montville | *** Old Colchester Road | Eastern CT Cable | Eastern CT Cable | guyed-lattice | 365 | 370
| Montville | *** Old Colchester Road | Eastern CT Cable | Eastern CT Cable | guyed-lattice | 365 | 370
| Montville | *** Old Colchester Road | BAM | Eastern CT Cable | guyed-lattice | 265 | 385
| Montville | *** Old Colchester Road | BAM | Eastern CT Cable | guyed-lattice | 300 | 385
| Montville | *** Old Colchester Road | SNET/SCLP | Eastern CT Cable | guyed-lattice | 225 | 385
| Montville | *** Old Colchester Road | BAM | Eastern CT Cable | guyed-lattice | 303 | 385
| Montville | *** Old Colchester Road | SNET/Cingular | Eastern CT Cable | guyed-lattice | 230 | 385
| Montville | *** Old Colchester Road | Cingular | Eastern CT Cable | guyed-lattice | 239 | 385
| Montville | *** Old Colchester Road | Verizon | Metrocast Communications | guyed-lattice | 305 | 385
| Montville | *** Old Colchester Road | AT&T | Metrocast Communications | guyed-lattice | 242 | 385
| Montville | *** Old Colchester Road | Verizon | Metrocast Communications | guyed-lattice | 305 | 385
| Montville | *** Old Colchester Road | AT&T | Atlantic Broadband | guyed-lattice | 242 | 370
| Montville | *** Old Colchester Road | Verizon | Atlantic Broadband | guyed-lattice | 305 | 370
| Montville | *** Old Colchester Road | AT&T | Atlantic Broadband | guyed-lattice | 242 | 370
| Montville | *** Old Colchester Road | AT&T | Atlantic Broadband | guyed-lattice |  |  |  | diesel generator | 30-kilowatt
| Montville | *** Old Colchester Road | T-mobile | Atlantic Broadband | guyed-lattice | 230 | 370 | yes | diesel generator | 35-kilowatt
| Montville | ** Cook road | DISH | Wireless Solutions | self-supporting lattice tower | 162 | 170 | yes
| Montville | ** Moxley Road | BAM | Wireless Solutions of Old Lyme | guyed-lattice | 142 | 190
| Montville | ** Moxley Road | AT&T | Mariner Tower | guyed-lattice | 130 | 190
| Montville | ** Moxley Road | Cingular | Mariner Tower | guyed-lattice | 130 | 190
| Montville | ** Moxley Road | MetroPCS | Mariner Tower | guyed-lattice | 175 | 190
| Montville | ** Moxley Road | Verizon | Mariner Tower | guyed-lattice | 142 | 190
| Montville | ** Moxley Road | Sprint | Mariner Tower | guyed-lattice |  | 190 |  | fuel cell backup
| Montville | ** Moxley Road | AT&T | SBA | guyed-lattice | 130 | 190
| Montville | ** Moxley Road | Sprint | SBA | guyed-lattice | 159 | 190
| Montville | ** Moxley Road | Sprint | SBA | guyed-lattice | 160 | 190
| Montville | ** Moxley Road | Sprint | SBA | guyed-lattice | 160 | 190
| Montville | ** Moxley Road | Verizon | SBA | guyed-lattice | 141 | 190
| Montville | ** Moxley Road | Verizon | SBA | guyed-lattice | 141 | 190
| Montville | ** Moxley Road | AT&T | SBA | guyed-lattice | 130 | 190
| Montville | ** Moxley Road | Sprint | SBA | guyed-lattice | 160 | 190
| Montville | ** Moxley Road | T-Mobile | SBA | guyed-lattice | 150 | 190
| Montville | ** Moxley Road | T-Mobile | SBA | guyed-lattice | 150 | 190
| Montville | ** Moxley Road | AT&T | SBA | guyed-lattice | 130 | 190
| Montville | ** Moxley Road | AT&T | SBA | guyed-lattice | 130 | 190 |  | diesel generator | 30Kw
| Montville | ** Moxley Road | AT&T | SBA | guyed-lattice | 130 | 190 | yes
| Montville | ** Moxley Road | DISH | SBA | guyed-lattice | 180 | 190 | yes
Sub-petition No. 1133 | Montville | *** Route ** | Verizon | Town of Montville | self-support lattice | 70 | 145
| Montville | *** Route ** | Eversource | Town of Montville | self-support lattice | 133 | 145
Docket No. 63 | Montville | ** Montville Road | DEP | DEP | self-support lattice | 260 | 260
| Montville | ** Montville Road | DPS | DPS | self-support lattice | 254 | 260
| Montville | ** Montville Road | VoiceStream | DPS | self-support lattice | 235 | 260
| Montville | ** Montville Road | T-Mobile | DPS | self-support lattice | 235 | 260
| Montville | Chapel Hill Road | CL&P/NU/Montville Radio | CL&P/NU | guyed-lattice | var. | 181
Petition No. 824 | Montville | Chapel Hill Road | CL&P/NU/Montville Radio | CL&P/NU | self-support lattice | var. | 181
| Montville | Chapel Hill Road | Dominion Nuclear | CL&P/NU | self-support lattice | 128 | 181
| Montville | Chapel Hill Road | Eversource | Eversource | self-support lattice | 170, 180 | 181
| Montville | Chapel Hill Road | DISH | Eversource | self-support lattice | 110 | 181 | yes
| Naugatuck | *** East Side Boulevard | Clearwire | Channel 20 Ent. LP | guyed-lattice | var. | 200
| Naugatuck | *** East Side Boulevard | MetroPCS | Counterpoint Cmcns | guyed-lattice | 170 | 200
| Naugatuck | *** East Side Boulevard | Verizon | Counterpoint Cmcns | guyed-lattice | 155 | 200
| Naugatuck | *** East Side Boulevard | Verizon | Counterpoint Cmcns | guyed-lattice | 155 | 200
| Naugatuck | *** East Side Boulevard | Verizon | Counterpoint Cmcns | guyed-lattice | 155 | 200 | yes
| Naugatuck | *** East Side Boulevard | Cingular | Channel 20 Ent. LP | guyed-lattice | 160 | 280
| Naugatuck | *** East Side Boulevard | Sprint Nextel | Channel 20 Ent. LP | guyed-lattice | 215 | 280
| Naugatuck | *** East Side Boulevard | T-Mobile | Channel 20 Ent. LP | guyed-lattice | 240 | 280
| Naugatuck | *** East Side Boulevard | AT&T | Channel 20 Ent. LP | guyed-lattice | 156 | 280
| Naugatuck | *** East Side Boulevard | AT&T | Channel 20 Ent. LP | guyed-lattice | n/a | 280 |  | diesel generator
| Naugatuck | *** East Side Boulevard | Sprint | Channel 20 Ent. LP | guyed-lattice | 210 | 280
| Naugatuck | *** East Side Boulevard | T-Mobile | WTIC/WCCT-TV | guyed-lattice | 236 | 280
| Naugatuck | * Clark Hill Road | T-Mobile | WTIC/WCCT-TV | guyed-lattice | 236 | 280
| Naugatuck | * Clark Hill Road | AT&T | WTIC/WCCT-TV | guyed-lattice | 156 | 280
| Naugatuck | * Clark Hill Road | AT&T | WTIC/WCCT-TV | guyed-lattice | 156 | 280
| Naugatuck | * Clark Hill Road | Sprint | WTIC/WCCT-TV | guyed-lattice | 208 | 280
| Naugatuck | * Clark Hill Road | AT&T | WTIC/WCCT-TV | guyed-lattice | 156 | 280
| Naugatuck | * Clark Hill Road | T-Mobile | WTIC/WCCT-TV | guyed-lattice | 236 | 280 | yes
| Naugatuck | * Clark Hill Road | T-Mobile | WTIC/WCCT-TV | guyed-lattice | 236 | 280 |  | diesel generator | 25-kilowatt
| Naugatuck | * Clark Hill Road | DISH | WTIC/WCCT-TV | guyed-lattice | 170 | 280 | yes
Petition No. 1241 | Naugatuck | **** New Haven Road | Verizon | Naugatuck Partners LLC | rooftop | 50.5 | 53.6 |  | propane generator
| Naugatuck | *** Elm Street | Nextel | Sprint | monopole | 130 | 150
| Naugatuck | *** Elm Street | Verizon | Sprint | monopole | 110 | 150 |  | diesel generator
| Naugatuck | *** Elm Street | AT&T | Sprint Sites | monopole | 120 | 150
| Naugatuck | *** Elm Street | AT&T | Sprint Sites | monopole | 120 | 150
| Naugatuck | *** Elm Street | T-Mobile | Sprint Sites | monopole | 120 | 150
| Naugatuck | *** Elm Street | Sprint Nextel | Sprint Sites | monopole | 150 | 150
| Naugatuck | *** Elm Street | Pocket (now MetroPCS) | Sprint Sites | monopole | 140 | 150
| Naugatuck | *** Elm Street | Clearwire | Sprint Sites | monopole | 150 | 150
| Naugatuck | *** Elm Street | Sprint | Crown Castle | monopole | 150 | 150
| Naugatuck | *** Elm Street | Sprint | Crown Castle | monopole | 150 | 150
| Naugatuck | *** Elm Street | T-Mobile | Crown Castle | monopole | 120 | 150
| Naugatuck | *** Elm Street | T-Mobile | Crown Castle | monopole | 120 | 150
| Naugatuck | *** Elm Street | Sprint | Crown Castle | monopole | 150 | 150
| Naugatuck | *** Elm Street | T-Mobile | Crown Castle | monopole | 120 | 150
Petition No. 623 | Naugatuck | *** South Main Street | Verizon | Cingular | monopole | 40 | 49
| Naugatuck | *** South Main Street | Cingular | Cingular | monopole | 52 | 49
| Naugatuck | *** South Main Street | Verizon | Cingular | monopole | 40 | 49
| Naugatuck | *** South Main Street | AT&T | American Tower | monopole | 52 | 49
| Naugatuck | *** South Main Street | AT&T | American Tower | monopole | 52 | 49
| Naugatuck | *** South Main Street | AT&T | American Tower | monopole | 52 | 49
| Naugatuck | *** South Main Street | Verizon | American Tower Corporation | monopole | 40 | 49
| Naugatuck | *** South Main Street | AT&T | American Tower | monopole | 49 | 49
Petition No. 1319 | Naugatuck | *** South Main Street | AT&T | American Tower | monopole | 90 | 89
| Naugatuck | *** South Main Street | AT&T | American Tower | monopole | 90 | 89
| Naugatuck | *** South Main Street | AT&T | American Tower | monopole | 90 | 89 | yes
| Naugatuck | *** Maple Hill Road | T-Mobile | Tarpon Towers | monopole | 167 | 180 |  | diesel generator | 25-kilowatt
| Naugatuck | *** Maple Hill Road | DISH | Tarpon Towers | monopole | 157 | 180 | yes
Petition No. 973 | Naugatuck | *** Andrew Mountain Road | AT&T | North Atlantic Towers | monopole | 120 | 120
| Naugatuck | *** Andrew Mountain Road | Verizon | Florida Tower Partners | monopole | 106 | 120
| Naugatuck | *** Andrew Mountain Road | Verizon | American Tower | monopole | 106 | 120
| Naugatuck | *** Andrew Mountain Road | Verizon | American Tower | monopole | 106 | 120
| Naugatuck | *** Andrew Mountain Road | AT&T | American Tower | monopole | 116 | 120
| Naugatuck | *** Andrew Mountain Road | Verizon | American Tower | monopole | 106 | 120
| Naugatuck | *** Andrew Mountain Road | DISH | American Tower | monopole | 96 | 120 | yes
| Naugatuck | *** Andrew Mountain Road | Verizon | American Tower | monopole | 106 | 120 | yes
Docket No. 56 | Naugatuck | East Side Boulevard | BAM | Channel 20 Ent. LP | guyed-lattice | 390 | 934
| Naugatuck | East Side Boulevard | BAM | Channel 20 Ent. LP | guyed-lattice | 195 | 934
| Naugatuck | East Side Boulevard | Verizon | Channel 20 Ent. LP | guyed-lattice | 195 | 934
| Naugatuck | East Side Boulevard | Pocket (now MetroPCS) | Channel 20 Ent. LP | guyed-lattice | 210 | 934
| Naugatuck | East Side Boulevard | Verizon | Channel 20 Ent. LP | guyed-lattice | n/a | 934 |  | propane generator
| New Britain | * Hartford Square | Verizon | SBA | self-support lattice | 132 | 176
| New Britain | * Hartford Square | NorthCoast | SBA | self-support lattice | 132 | 175
| New Britain | * Hartford Square | Verizon | SBA | self-support lattice | 140 | 175
| New Britain | * Hartford Square | Verizon | SBA | self-support lattice | 140 | 175
| New Britain | * Hartford Square | Cingular | SBA | self-support lattice | 162 | 175
| New Britain | * Hartford Square | Pocket (now MetroPCS) | SBA | self-support lattice | 130 | 175
| New Britain | * Hartford Square | T-Mobile | SBA | self-support lattice | 152 | 175
| New Britain | * Hartford Square | Verizon | SBA | self-support lattice | 140 | 175
| New Britain | * Hartford Square | Clearwire | SBA | self-support lattice | 172 | 175
| New Britain | * Hartford Square | Verizon | SBA | self-support lattice | 140 | 175
| New Britain | * Hartford Square | AT&T | SBA | self-support lattice | 166 | 175
| New Britain | * Hartford Square | MetroPCS | SBA | self-support lattice | n/a | 175 |  | BBU
| New Britain | * Hartford Square | Verizon | SBA | self-support lattice | 140 | 175
| New Britain | * Hartford Square | AT&T | SBA | self-support lattice | n/a | 175 |  | diesel generator
| New Britain | * Hartford Square | T-Mobile | SBA | self-support lattice | 152 | 175
| New Britain | * Hartford Square | Verizon | SBA | self-support lattice | 140 | 175
| New Britain | * Hartford Square | T-Mobile | SBA | self-support lattice | 152 | 175
| New Britain | * Hartford Square | Verizon | SBA | self-support lattice | 140 | 176
| New Britain | * Hartford Square | AT&T | SBA | self-support lattice | 162 | 176
| New Britain | * Hartford Square | AT&T | SBA | self-support lattice | 162 | 176
| New Britain | * Hartford Square | T-Mobile | SBA | self-support lattice | 152 | 176
| New Britain | * Hartford Square | Sprint | SBA | self-support lattice | 175 | 175
| New Britain | * Hartford Square | AT&T | SBA | self-support lattice | 162 | 175
| New Britain | * Hartford Square | T-Mobile | SBA | self-support lattice | 152 | 175
| New Britain | * Hartford Square | AT&T | SBA | self-support lattice | 166 | 175
| New Britain | * Hartford Square | DISH | SBA | self-support lattice | 130 | 175 | yes
| New Britain | * Hartford Square | AT&T | SBA | self-support lattice |  | 175 |  | diesel generator | 30-kilowatt
| New Britain | *** North Mountain Road | SCLP | Sprint | monopole | 100 | 118
| New Britain | *** North Mountain Road | VoiceStream | Sprint | monopole | 108 | 118
| New Britain | *** North Mountain Road | SNET/Cingular | Sprint | monopole | 100 | 118
| New Britain | *** North Mountain Road | T-Mobile | Sprint | monopole | 108 | 118
| New Britain | *** North Mountain Road | T-Mobile | Sprint | monopole | 108 | 118
| New Britain | *** North Mountain Road | Cingular | Sprint | monopole | 100 | 118
| New Britain | *** North Mountain Road | Verizon | Sprint | monopole | 90 | 118
| New Britain | *** North Mountain Road | T-Mobile | Sprint | monopole | 108 | 118
| New Britain | *** North Mountain Road | Clearwire | Sprint | monopole | 72 | 118
| New Britain | *** North Mountain Road | AT&T | Crown Castle | monopole | 100 | 118
| New Britain | *** North Mountain Road | Verizon | Crown Castle | monopole | 90 | 118
| New Britain | *** North Mountain Road | Sprint | Crown Castle | monopole | 116 | 118
| New Britain | *** North Mountain Road | Verizon | Crown Castle | monopole | 90 | 118
| New Britain | *** North Mountain Road | T-Mobile | Crown Castle | monopole | 108 | 118
| New Britain | *** North Mountain Road | Sprint | Crown Castle | monopole | 116 | 118
| New Britain | *** North Mountain Road | Verizon | Crown Castle | monopole | 86 | 118
| New Britain | *** North Mountain Road | T-Mobile | Crown Castle | monopole | 108 | 118
| New Britain | *** North Mountain Road | AT&T | Crown Castle | monopole | 100 | 118
| New Britain | *** North Mountain Road | AT&T | Crown Castle | monopole | 100 | 118
| New Britain | *** North Mountain Road | Sprint | Crown Castle | monopole | 118 | 118
| New Britain | *** North Mountain Road | T-Mobile | Crown Castle | monopole | 108 | 118
| New Britain | *** North Mountain Road | DISH | Crown Castle | monopole | 62 | 118 | yes
| New Britain | *** North Mountain Road | Verizon | Crown Castle | monopole | 90 | 118 | yes
| New Britain | *** North Mountain Road | AT&T | Crown Castle | monopole | 100 | 118 | yes
| New Britain | *** North Mountain Road | Verizon | Crown Castle | monopole | 90 | 118 | yes
Sub-petition No. 1133 | New Britain | *** Hartford Road | Verizon | City of Newbritain | monopole | 60 | 160 |  | diesel generator | 15-kilowatt
|  | *** Hartford Road | Verizon | City of New Britain | monopole | 60 | 160
| New Britain | **** East Street | Nextel | Message Center Mgt. | self-support lattice | 125 | 175
| New Britain | **** East Street | NorthCoast | Message Center Mgt. | self-support lattice | 172.5 | 175
| New Britain | **** East Street | Pocket (now MetroPCS) | Message Center Mgt. | self-support lattice | 165 | 175
| New Britain | **** East Street | MetroPCS | Message Center Mgt. | self-support lattice |  | 175
| New Britain | **** East Street | Sprint | Message Center Mgt. | self-support lattice | 175 | 175
| New Britain | **** East Street |  | MCM Acquisition 2017, LLC | self-support lattice | 175 | 175
Petition No. 283 | New Britain | *** Myrtle Street | BAM | One Enterprise Grove | rooftop | 95 | 95
| New Britain | *** Myrtle Street | BAM | One Enterprise Grove | rooftop | 93 | 95
Petition No. 366 | New Britain | **** Stanley Street | Sprint | CCSU | guyed-lattice | 80 | 80
| New Britain | **** Stanley Street | Clearwire | CCSU | guyed-lattice | 80 | 80
| New Britain | **** Stanley Street | Sprint | CCSU | guyed-lattice | 80 | 80
| New Britain | **** Stanley Street | Sprint | CCSU | guyed-lattice | 80 | 80
| New Britain | *** Coccomo Circle | Verizon | Crown | monopole | 145 | 190
| New Britain | *** Coccomo Circle | AT&T | Crown | monopole | 187 | 190
| New Britain | *** Coccomo Circle | T-Mobile(VoiceStream) | Crown | monopole | 167 | 190
| New Britain | *** Coccomo Circle | Verizon | Crown | monopole | 147 | 190
| New Britain | *** Coccomo Circle | Verizon | Crown | monopole | 147 | 190
| New Britain | *** Coccomo Circle | Cingular | Crown | monopole | 188 | 190
| New Britain | *** Coccomo Circle | T-Mobile | Crown | monopole | 167 | 190
| New Britain | *** Coccomo Circle | Verizon | Crown | monopole | 147 | 190
| New Britain | *** Coccomo Circle | T-Mobile | Crown | monopole | 162 | 190
| New Britain | *** Coccomo Circle | AT&T | Crown Castle | monopole | 189 | 190
| New Britain | *** Coccomo Circle | Verizon | Crown Castle | monopole | 145 | 190
| New Britain | *** Coccomo Circle | T-Mobile | Crown Castle | monopole | 163 | 190
| New Britain | *** Coccomo Circle | Verizon | Crown Castle | monopole | 157 | 190
| New Britain | *** Coccomo Circle | Verizon | Crown Castle | monopole | 157 | 190
| New Britain | *** Coccomo Circle | AT&T | Crown Castle | monopole |  | 190 |  | diesel
| New Britain | *** Coccomo Circle | Verizon | Crown Castle | monopole | 145 | 190
| New Britain | *** Coccomo Circle | T-Mobile | Crown Castle | monopole | 163 | 190
| New Britain | *** Coccomo Circle | AT&T | Crown Castle | monopole | top | 190
Petition No. 1232 | New Britain | *** Coccomo Circle | Verizon | Crown Castle | monopole | 145 | 190 |  |  | 100 kW
| New Britain | *** Coccomo Circle | T-Mobile | Crown Castle | monopole | 163 | 190
| New Britain | *** Coccomo Circle | Verizon | Crown Castle | monopole | 145 | 190
| New Britain | *** Coccomo Circle | AT&T | Crown Castle | monopole | 189 | 190
| New Britain | *** Coccomo Circle | AT&T | Crown Castle | monopole | 190 | 190
| New Britain | *** Coccomo Circle | T-Mobile | Crown Castle | monopole | 161 | 190
| New Britain | *** Coccomo Circle | Verizon | Crown Castle | monopole | 149 | 190
| New Britain | *** Coccomo Circle | Verizon | Crown Castle | monopole | 146 | 188
| New Britain | *** Coccomo Circle | AT&T | Crown Castle | monopole | 190 | 190
| New Britain | *** Coccomo Circle | Vapor IO | Crown Castle
| New Britain | *** Coccomo Circle | DISH | Crown Castle | monopole | 173 | 188 | yes
| New Britain | *** Coccomo Circle | Verizon | Crown Castle | monopole | 145 | 188
Docket No. 503 | New Britain | ** Osgood Avenue | AT&T | ARX Wireless | monopole | 100 | 104 | yes | natrual gas fueled generator | 15-kilowatt
Docket No. 503 | New Britain | ** Osgood Avenue | AT&T | ARX Wireless
Petition No. 1288 | New Britain | ** Franklin Square | Verizon | YWCA | rooftop | 52'5? | 41'6"
Petition No. 544 | New Britain | *** Stanley Street | NorthCoast | Crown | monopole | 185 | 195
Petition No. 544 | New Britain | *** Stanley Street | AT&T | Crown | monopole | 195 | 195
Petition No. 544 | New Britain | *** Stanley Street | Verizon | Crown | monopole | 100 | 195
| New Britain | *** Stanley Street | Verizon | Crown | monopole | 100 | 195
| New Britain | *** Stanley Street | Verizon | Crown | monopole | 102 | 195
| New Britain | *** Stanley Street | Cingular | Crown | monopole | 195 | 195
| New Britain | *** Stanley Street | Cingular | Crown | monopole |  | 195
| New Britain | *** Stanley Street | Pocket (now MetroPCS) | Crown | monopole | 185 | 195
| New Britain | *** Stanley Street | Clearwire | Crown | monopole | 175 | 195
| New Britain | *** Stanley Street | Verizon | Crown | monopole | 102 | 195
| New Britain | *** Stanley Street | Verizon | Crown | monopole |  | 195
| New Britain | *** Stanley Street | AT&T | Crown Castle | monopole | 195 | 195
| New Britain | *** Stanley Street | MetroPCS | Crown Castle | monopole |  | 195
| New Britain | *** Stanley Street | Verizon | Crown Castle | monopole | 102 | 195
| New Britain | *** Stanley Street | Verizon | Crown Castle | monopole | 102 | 195
| New Britain | *** Stanley Street | AT&T | Crown Castle | monopole |  | 195 |  | 50 kW diesel
| New Britain | *** Stanley Street | Verizon | Crown Castle | monopole | 102 | 192
| New Britain | *** Stanley Street | AT&T | Crown Castle | monopole | top | 192
| New Britain | *** Stanley Street | AT&T | Crown Castle | monopole | 192 | 192
| New Britain | *** Stanley Street | Verizon | Crown Castle | monopole | 102 | 192
| New Britain | *** Stanley Street | AT&T | Crown Castle | monopole | 195 | 195
| New Britain | *** Stanley Street | Sigfox | Crown Castle | monopole | 161 | 192
| New Britain | *** Stanley Street | Sprint | Crown Castle | monopole | 175 | 192
| New Britain | *** Stanley Street | Verizon | Crown Castle | monopole | 103 | 192
| New Britain | *** Stanley Street | AT&T | Crown Castle | monopole | 195 | 192
| New Britain | *** Stanley Street | DISH | Crown Castle | monopole | 155 | 192 | yes
Petition No. 703 | New Britain | ** Wildwood Street | Cingular | City of New Britain/AT&T | monopole | 110 | 110
| New Britain | ** Wildwood Street | T-Mobile | City of New Britain/AT&T | monopole | 100 | 110
Petition No. 850 | New Britain | ** Wildwood Street | Verizon | City of New Britain/AT&T | monopole | 90 | 110
| New Britain | ** Wildwood Street | T-Mobile | City of New Britain/AT&T | monopole | 100 | 110
| New Britain | ** Wildwood Street | Clearwire | City of New Britain/AT&T | monopole | 76 | 110
| New Britain | ** Wildwood Street | AT&T | City of New Britain/AT&T | monopole | 113 | 110
| New Britain | ** Wildwood Street | T-Mobile | City of New Britain/AT&T | monopole | 100 | 110
| New Britain | ** Wildwood Street | Verizon | City of New Britain/AT&T | monopole | 90 | 110
| New Britain | ** Wildwood Street | T-Mobile | City of New Britain/AT&T | monopole | 100 | 110
| New Britain | ** Wildwood Street | T-Mobile | AT&T | monopole | 100 | 110
| New Britain | ** Wildwood Street | T-Mobile | AT&T | monopole | 100 | 110
| New Britain | ** Wildwood Street | AT&T | AT&T | monopole | 113 | 110
| New Britain | ** Wildwood Street | T-Mobile | AT&T | monopole | 100 | 110
Petition No. 1570 | New Britain | ** Wildwood Street | DISH | AT&T | monopole | 80 | 110 | yes | battery backup | 8 hours
| New Britain | ** Wildwood Street | AT&T | AT&T | monopole |  |  |  | diesel generator | 30-kilowatt
Docket No. 303 | New Britain | *** Farmington Avenue | Sprint | Sprint | monopole | 108 | 110
| New Britain | *** Farmington Avenue | T-Mobile | Sprint | monopole | 88 | 110
| New Britain | *** Farmington Avenue | Cingular | Sprint | monopole | 98 | 110
| New Britain | *** Farmington Avenue |  | SBA Towers | monopole |  | 110
Petition No. 807 | New Britain | *** Farmington Avenue | Verizon | SBA Towers | monopole | 118 | 120
| New Britain | *** Farmington Avenue | T-Mobile | SBA Towers | monopole | 88 | 120
| New Britain | *** Farmington Avenue | Pocket (now MetroPCS) | SBA Towers | monopole | 78 | 120
| New Britain | *** Farmington Avenue | Clearwire | SBA Towers | monopole | 108 | 120
| New Britain | *** Farmington Avenue | AT&T | SBA Towers | monopole | 98 | 120
| New Britain | *** Farmington Avenue | Verizon | SBA Towers | monopole | 118 | 120
| New Britain | *** Farmington Avenue | Sprint | SBA Towers | monopole | 108 | 120
| New Britain | *** Farmington Avenue | T-Mobile | SBA Towers | monopole | 88 | 120
| New Britain | *** Farmington Avenue | MetroPCS | SBA Towers | monopole |  | 120
| New Britain | *** Farmington Avenue | Verizon | SBA Towers | monopole | 119 | 120
| New Britain | *** Farmington Avenue | Sprint | SBA Towers | monopole | 108 | 120
| New Britain | *** Farmington Avenue | AT&T | SBA | monopole | 98 | 120
| New Britain | *** Farmington Avenue | T-Mobile | SBA | monopole | 88 | 120
| New Britain | *** Farmington Avenue | AT&T | SBA | monopole | 98 | 120
| New Britain | *** Farmington Avenue | T-Mobile | SBA | monopole | 88 | 120
| New Britain | *** Farmington Avenue | T-Mobile | SBA | monopole | 88 | 120
| New Britain | *** Farmington Avenue | AT&T | SBA | monopole | 98 | 120
| New Britain | *** Farmington Avenue | T-Mobile | SBA | monopole | 88 | 120
| New Britain | *** Farmington Avenue | T-Mobile | SBA | monopole | 88 | 120 | yes
| New Britain | *** Farmington Avenue | DISH | SBA | monopole | 78 | 120 | yes
| New Britain | *** Farmington Avenue | T-Mobile | SBA | monopole | 88 | 120 | yes
Petition No. 1161 | New Britain | ** Clinic Drive | Verizon | Verizon | rooftop | 30.7 | 32.4
| New Canaan | *** Main Street | SNET/SCLP | SNET/SCLP | rooftop | 41 | 15
| New Canaan | *** Main Street | Cingular | SNET/SCLP | rooftop | 33 | 15
| New Canaan | *** Main Street | AT&T | SNET/SCLP | rooftop | 44 | 15
Petition No. 1053 | New Canaan | *** Lakeview Avenue | CL&P | CL&P/NU | monopole | 84 | 84
Docket No. 401 | New Canaan | *** Valley Road | T-Mobile | T-Mobile | monopole | 117 | 120 |  | battery backup | 12-16-hour capacity
Docket No. 401 | New Canaan | *** Valley Road | Verizon | T-Mobile | monopole | 106, 96 | 120 |  | diesel generator | 48-hour capacity
Petition No. 1074 | New Canaan | *** Valley Road | AT&T | T-Mobile | monopole | 86 | 120
| New Canaan | *** Valley Road |  | Phoenix | monopole |  | 120
| New Canaan | *** Valley Road |  | North Atlantic Towers | monopole |  | 120
| New Canaan | *** Valley Road | AT&T | Tarpon Towers | monopole | 86 | 120
| New Canaan | *** Valley Road | DISH | Tarpon Towers | monopole | 75 | 120 | yes
Docket No. 487 | New Canaan | *** Soundview Lane | AT&T | Homeland Towers | Stealth tree monopole/monopine | 81 | 85 |  | diesel generator | 15-kilowatt/53 hrs
| New Canaan | *** Soundview Lane | Verizon | Homeland Towers | Stealth tree monopole/monopine | 71 | 85 | yes | diesel generator | 50-kilowatt
| New Canaan | *** Soundview Lane | Verizon | Homeland Towers | Stealth tree monopole/monopine | 71 | 85
Docket No. 509 | New Canaan | **** Ponus Ridge Road | AT&T | Homeland Towers | monopine | 106 | 110 | yes | propane generator | 15-kilowatt
Docket No. 509 | New Canaan | **** Ponus Ridge Road | Verizon | Homeland Towers | monopine | 95 | 110 | yes | propane generator | 30-kilowatt
| New Canaan | **** Ponus Ridge Road | Verizon | Homeland Towers | monopine | 95 | 110
Docket No. 509R | New Canaan | **** Ponus Ridge Road | Verizon | Homeland Towers | monopine | 95 | 110
Docket No. 244 | New Canaan | ** Country Club Road | T-Mobile | T-Mobile | monopole | 106.00, 99.00 | 110
Docket No. 244 | New Canaan | ** Country Club Road | AT&T | T-Mobile | monopole | 89 | 110
| New Canaan | ** Country Club Road | AT&T | Mobilitie | monopole | 89 | 110
| New Canaan | ** Country Club Road | AT&T | SBA Monarch Towers | monopole | 89 | 110
| New Canaan | ** Country Club Road | T-Mobile | SBA | monopole | 99 | 110
| New Canaan | ** Country Club Road | T-Mobile | SBA | monopole |  | 110 | yes
| New Fairfield | ** Titicus Mountain Road | Nextel | AT&T | self-support lattice | 175 | 188
| New Fairfield | ** Titicus Mountain Road | OMNI | AT&T | self-support lattice | 191.5 | 188
| New Fairfield | ** Titicus Mountain Road | OMNI | AT&T | self-support lattice |  | 188
| New Fairfield | ** Titicus Mountain Road | Metricom | American Tower Management, Inc | self-support lattice | 166 | 187'6"
| New Fairfield | ** Titicus Mountain Road | Verizon | AT&T | self-support lattice | 140 | 188
| New Fairfield | ** Titicus Mountain Road | AT&T | American Tower Management, Inc | self-support lattice | 160 | 188
| New Fairfield | ** Titicus Mountain Road | T-Mobile | American Tower Management, Inc | self-support lattice | 191.5 | 200
| New Fairfield | ** Titicus Mountain Road | Nextel | AT&T | self-support lattice | 180 | 188
| New Fairfield | ** Titicus Mountain Road | Sprint/Nextel | National Grid | self-support lattice | 180 | 188
| New Fairfield | ** Titicus Mountain Road | Cingular | National Grid | self-support lattice | 160 | 188
| New Fairfield | ** Titicus Mountain Road | MediaFLO | National Grid | self-support lattice | 134.5 | 188
| New Fairfield | ** Titicus Mountain Road | T-Mobile | National Grid | self-support lattice | 193 | 188
| New Fairfield | ** Titicus Mountain Road | Clearwire | National Grid | self-support lattice | 185 | 188
| New Fairfield | ** Titicus Mountain Road | AT&T | National Grid | self-support lattice | 160 | 188
| New Fairfield | ** Titicus Mountain Road | Verizon | American Tower | self-support lattice | 142 | 188
| New Fairfield | ** Titicus Mountain Road | Sprint | American Tower | self-support lattice | 180.5 | 188
| New Fairfield | ** Titicus Mountain Road | ICE | American Tower | self-support lattice | 70 | 188
| New Fairfield | ** Titicus Mountain Road | T-Mobile | American Tower | self-support lattice | 193 | 188
| New Fairfield | ** Titicus Mountain Road | Sprint | American Tower | self-support lattice | 167 | 188
| New Fairfield | ** Titicus Mountain Road | T-Mobile | American Tower Corporation | self-support lattice | 187.5 | 191
| New Fairfield | ** Titicus Mountain Road | AT&T | American Tower | self-support lattice | 160 | 188
| New Fairfield | ** Titicus Mountain Road | Verizon | American Tower | self-support lattice | 146 | 188
| New Fairfield | ** Titicus Mountain Road | American Tower Corporation | American Tower Corporation |  |  |  |  | diesel generator | 80-kilowatt
| New Fairfield | ** Titicus Mountain Road | DISH | American Tower | self-support lattice | 137 | 188 | yes
Docket No. 315 | New Fairfield | ** Bogus Hill Road | Cingular | Optasite | monopole | 130 | 150
| New Fairfield | ** Bogus Hill Road | Verizon | Optasite | monopole | 120 | 150
| New Fairfield | ** Bogus Hill Road | T-Mobile | Optasite | monopole | 150 | 150
Petition No. 895 | New Fairfield | ** Bogus Hill Road | CL&P | Optasite | monopole | 92, 93 | 150
| New Fairfield | ** Bogus Hill Road | AT&T | Optasite | monopole | 140 | 150
| New Fairfield | ** Bogus Hill Road | Verizon | SBA | monopole | 120 | 150
| New Fairfield | ** Bogus Hill Road | T-Mobile | SBA | monopole | 150 | 150
| New Fairfield | ** Bogus Hill Road | AT&T | SBA | monopole | 141 | 150
| New Fairfield | ** Bogus Hill Road | Verizon | SBA | monopole | 120 | 150
| New Fairfield | ** Bogus Hill Road | AT&T | Optasite | monopole | 141 | 150
| New Fairfield | ** Bogus Hill Road | AT&T | Optasite | monopole |  |  |  | diesel generator | 30-kilowatt
| New Fairfield | ** Bogus Hill Road | Verizon | Optasite | monopole | 120 | 150
| New Fairfield | *** Ball Pond Road | AT&T | Town of New Fairfield | monopole | 165 | 175
| New Fairfield | *** Ball Pond Road | Cingular | Town of New Fairfield | monopole | 135 | 175
| New Fairfield | *** Ball Pond Road | Cingular | Town of New Fairfield | monopole | 135 | 175
| New Fairfield | *** Ball Pond Road | Nextel | Town of New Fairfield | monopole | 155 | 175
| New Fairfield | *** Ball Pond Road | T-Mobile | Town of New Fairfield | monopole | 145 | 175
| New Fairfield | *** Ball Pond Road | Verizon | Town of New Fairfield | monopole | 125 | 175
| New Fairfield | *** Ball Pond Road | Sprint/Nextel | Town of New Fairfield | monopole | 155 | 175
| New Fairfield | *** Ball Pond Road | Cingular | Town of New Fairfield | monopole | 135 | 175
| New Fairfield | *** Ball Pond Road | Cingular/AT&T | Town of New Fairfield | monopole | 165 | 175
| New Fairfield | *** Ball Pond Road | Clearwire | Town of New Fairfield | monopole | 155 | 175
| New Fairfield | *** Ball Pond Road | AT&T | Town of New Fairfield | monopole | 135 | 175
| New Fairfield | *** Ball Pond Road | Verizon | Town of New Fairfield | monopole | 125 | 175
| New Fairfield | *** Ball Pond Road | Sprint | Town of New Fairfield | monopole | 155 | 175
| New Fairfield | *** Ball Pond Road | T-Mobile | Town of New Fairfield | monopole | 145 | 175
| New Fairfield | *** Ball Pond Road | Sprint | Town of New Fairfield | monopole | 153 | 175
| New Fairfield | *** Ball Pond Road | T-Mobile | Town of New Fairfield | monopole | 145 | 175
| New Fairfield | *** Ball Pond Road | AT&T | Town of New Fairfield | monopole | 135 | 175
| New Fairfield | *** Ball Pond Road | AT&T | Town of New Fairfield | monopole | 135 | 175
| New Fairfield | *** Ball Pond Road | AT&T | Town of New Fairfield | monopole | 135 | 175
| New Fairfield | *** Ball Pond Road | AT&T | Town of New Fairfield | monopole | 135 | 175
| New Fairfield | *** Ball Pond Road | DISH | Town of New Fairfield | monopole | 165 | 175 | yes
| New Fairfield | Dick Finn Road | Crown Media | Crown Media |  |  | 60
| New Hartford | *** Industrial Park Access Road | AT&T | Sprint Sites | monopole | 137 | 160
| New Hartford | *** Industrial Park Access Road | Verizon | Sprint Sites | monopole | 147 | 160
| New Hartford | *** Industrial Park Access Road | ALLTEL | Sprint Sites | monopole |  | 160
| New Hartford | *** Industrial Park Access Road | New Cingular | Sprint Sites | monopole | 126 | 160
| New Hartford | *** Industrial Park Access Road | Verizon | Sprint Sites | monopole | 147 | 160
| New Hartford | *** Industrial Park Access Road | Pocket (now MetroPCS) | Sprint Sites | monopole | 112 | 160
Petition No. 885 | New Hartford | *** Industrial Park Access Road | T-Mobile | Crown Castle | monopole | 168 | 168
| New Hartford | *** Industrial Park Access Road | Verizon | Crown Castle | monopole | 147 | 168
| New Hartford | *** Industrial Park Access Road | AT&T | Crown Castle | monopole | 119 | 168
| New Hartford | *** Industrial Park Access Road | Sprint | Crown Castle | monopole | 157 | 168
| New Hartford | *** Industrial Park Access Road | AT&T | Crown Castle | monopole | 119 | 168
| New Hartford | *** Industrial Park Access Road | Sprint | Crown Castle | monopole | 157 | 160
| New Hartford | *** Industrial Park Access Road | DISH | Crown Castle | monopole | 130 | 160 | yes
| New Hartford | *** Industrial Park Access Road | Verizon | Crown Castle | monopole | 147 | 168 | yes
Petition No. 687 | New Hartford | **** Litchfield Turnpike | Verizon | Verizon | other | 112 | 125
| New Hartford | **** Litchfield Turnpike | Cingular | Verizon | other | 102 | 125
| New Hartford | **** Litchfield Turnpike | Verizon | Verizon | other | 92, 112 | 125
| New Hartford | **** Litchfield Turnpike | Verizon | Verizon | other | 92, 112 | 125
| New Hartford | **** Litchfield Turnpike | AT&T | Verizon | other | 102 | 125
| New Hartford | **** Litchfield Turnpike | Verizon | Verizon | other | 96 | 125
Docket No. 184 | New Hartford | ** Antolini Road | AT&T | AT&T | monopole | 90 | 115
Docket No. 184 | New Hartford | ** Antolini Road | Nextel | AT&T | monopole | 101 | 115
Docket No. 184 | New Hartford | ** Antolini Road | So. End Fire District | AT&T | monopole | 115 | 115
Docket No. 184 | New Hartford | ** Antolini Road | Springwich | AT&T | monopole | 84 | 115
| New Hartford | ** Antolini Road | AT&T Wireless | AT&T | monopole | 90 | 115
| New Hartford | ** Antolini Road | SCLP | AT&T | monopole | 84 | 115
| New Hartford | ** Antolini Road | So. End Fire District | AT&T | monopole | 115 | 115
| New Hartford | ** Antolini Road | AT&T | AT&T | monopole | 90 | 115
d0184A | New Hartford | ** Antolini Road | Sprint | AT&T | monopole | 145 | 145
| New Hartford | ** Antolini Road | SNET/Cingular | AT&T | monopole | 113 | 115
| New Hartford | ** Antolini Road | AT&T | AT&T | monopole |  | 115
| New Hartford | ** Antolini Road | Verizon | AT&T | monopole | 103 | 145
| New Hartford | ** Antolini Road | Verizon | AT&T | monopole | 125 | 145
| New Hartford | ** Antolini Road | ALLTEL | Litchfield Acquisition Corp | monopole |  | 145
| New Hartford | ** Antolini Road |  | Verizon | monopole |  | 145
| New Hartford | ** Antolini Road | Verizon | Verizon | monopole | 135 | 145
| New Hartford | ** Antolini Road | T-Mobile | Verizon | monopole | 125 | 145
| New Hartford | ** Antolini Road | Pocket (now MetroPCS) | Verizon | monopole | 115 | 145
| New Hartford | ** Antolini Road | Cingular | Verizon | monopole | 84 | 145
| New Hartford | ** Antolini Road | Verizon | Verizon | monopole | 135 | 145
| New Hartford | ** Antolini Road | AT&T | Verizon | monopole | 82 | 145
| New Hartford | ** Antolini Road | Sprint | Verizon | monopole | 147 | 145
| New Hartford | ** Antolini Road | T-Mobile | Verizon | monopole | 125 | 145
| New Hartford | ** Antolini Road | T-Mobile | Verizon | monopole | 125 | 145
| New Hartford | ** Antolini Road | Sprint | Verizon | monopole | 147 | 145
| New Hartford | ** Antolini Road | Sprint | American Tower Corporation | monopole | 147 | 145
| New Hartford | ** Antolini Road | American Tower Corporation | Verizon |  |  |  |  | diesel generator | 50-kilowatt
| New Hartford | ** Antolini Road | AT&T | Verizon | monopole | 82 | 145
| New Hartford | ** Antolini Road | DISH | Verizon | monopole | 114 | 145 | yes
Docket No. 251 | New Hartford | ** Garrett Ridge Court | Sprint | Sprint | monopole | 150 | 150
Docket No. 251 | New Hartford | ** Garrett Ridge Court | AT&T | Sprint | monopole | 140 | 150
Petition No. 649 | New Hartford | ** Garrett Ridge Court | Verizon | Sprint | monopole | 160 | 160
| New Hartford | ** Garrett Ridge Court |  | Bay Communications | monopole |  | 160
Docket No. 314 | New Hartford | ** Garrett Ridge Court | Cingular | Bay Communications | monopole | 130 | 160
Docket No. 314 | New Hartford | ** Garrett Ridge Court | Sprint | Bay Communications | monopole | 150 | 160
Docket No. 314 | New Hartford | ** Garrett Ridge Court | Verizon | Bay Communications | monopole | 160 | 160
| New Hartford | ** Garrett Ridge Court | Cingular | Bay Communications | monopole | 130 | 160
| New Hartford | ** Garrett Ridge Court | Pocket (now MetroPCS) | Bay Communications | monopole | 110 | 150
Docket No. 380 | New Hartford | ** Garrett Ridge Court | Verizon/Sprint/Cingular/Pocket (now MetroPCS) | Bay Communications | monopole |  | 160
| New Hartford | ** Garrett Ridge Court |  | SBA Communications | monopole |  | 160
| New Hartford | ** Garrett Ridge Court | T-Mobile | SBA Communications | monopole | 150 | 160
| New Hartford | ** Garrett Ridge Court | AT&T | SBA Communications | monopole | 130 | 160
| New Hartford | ** Garrett Ridge Court | T-Mobile | SBA Communications | monopole | 150 | 160
| New Hartford | ** Garrett Ridge Court | AT&T | SBA Communications | monopole | 130 | 160
| New Hartford | ** Garrett Ridge Court | T-Mobile | SBA Communications | monopole | 150 | 160
| New Hartford | ** Garrett Ridge Court | AT&T | SBA Communications | monopole |  |  |  | diesel generator | 30-kilowatt
Docket No. 301 | New Haven | *** Pond Lily Avenue | Verizon | Verizon | monopole | 76.00, 66.00 | 80
| New Haven | *** Pond Lily Avenue | Nextel | Verizon | monopole | 56 | 80
| New Haven | *** Pond Lily Avenue | Nextel | Verizon | monopole | 56 | 80
| New Haven | *** Pond Lily Avenue | Verizon | Verizon | monopole | 56 | 80
Petition No. 437 | New Haven | **** Quinnipiac Avenue | UI | UI | wood pole | 79 | 79
Petition No. 329 | New Haven | *** Forbes Street | BAM | Louis Canestri | rooftop | 72 | 75
| New Haven | *** Forbes Street | BAM | Louis Canestri | rooftop | 72 | 75
| New Haven | *** Forbes Street | Verizon | Louis Canestri | rooftop | 72 | 75
| New Haven | *** Forbes Street | Verizon | Louis Canestri | rooftop | 70 | 75
| New Haven | *** Forbes Street | Verizon | C&D Investments | rooftop | 71 | 75
| New Haven | *** Forbes Street | Verizon | C&D Investments | rooftop | 12 | 75
Petition No. 69 | New Haven | West Rock Ridge State Park | DOT | CT State Police | self-support lattice |  | 120
| New Haven | West Rock Ridge State Park | CT State Police | CT State Police | self-support lattice |  | 120
| New Haven | West Rock Ridge State Park | DOT/DPS | DOT | self-support lattice | 100 | 120
| New Haven | West Rock Ridge State Park | Sprint | DPS | self-support lattice | 71 | 120
| New Haven | West Rock Ridge State Park | Omni | DPS | self-support lattice | 95 | 120
| New Haven | West Rock Ridge State Park | SCLP | DPS | self-support lattice | 80 | 120
| New Haven | West Rock Ridge State Park | VoiceStream | CT State Police | self-support lattice | 95 | 120
| New Haven | West Rock Ridge State Park | Cingular | CT State Police | self-support lattice | 77 | 120
| New Haven | West Rock Ridge State Park | AT&T | CT State Police | self-support lattice | 80 | 120
| New Haven | West Rock Ridge State Park | Sprint | CT State Police | self-support lattice | 72 | 120
| New Haven | West Rock Ridge State Park | T-Mobile | CT State Police | self-support lattice | 95 | 120
| New Haven | West Rock Ridge State Park | Sprint | CT State Police | self-support lattice | 72 | 120
| New Haven | West Rock Ridge State Park | T-Mobile | CT State Police | self-support lattice | 95 | 120
| New Haven | West Rock Ridge State Park | T-Mobile | CT State Police | self-support lattice | 95 | 120
| New Haven | West Rock Ridge State Park | AT&T | CT State Police | self-support lattice | 75 | 120
| New Haven | West Rock Ridge State Park | AT&T | CT State Police | self-support lattice | 80 | 120
| New Haven | West Rock Ridge State Park | Sprint | CT State Police | self-support lattice | 71 | 120
| New Haven | West Rock Ridge State Park | T-Mobile | CT State Police | self-support lattice | 95 | 120
| New Haven | West Rock Ridge State Park | T-Mobile | CT State Police | self-support lattice | 95 | 120 |  | diesel generator | 25-kilowatt
| New Haven | West Rock Ridge State Park | AT&T | CT State Police | self-support lattice | 84 | 120 | yes
Petition no. 437 | New Haven | *** Boulevard Overpass | UI | UI | wood utility pole | 79 | 79
| New Haven | *** Orange Street | SCLP | SNET | self-support lattice | 106 | 100
| New Haven | *** Orange Street | SCLP | SNET | self-support lattice | 87 | 100
| New Haven | *** Orange Street | SNET/SCLP | SNET/SCLP | self-support lattice | 82 | 100
| New Haven | *** Orange Street | SNET/Personal Vis. | SNET/SCLP | self-support lattice | 90 | 100
| New Haven | *** Orange Street | Sirius | SNET | self-support lattice | 143 | 242.7
| New Haven | *** Orange Street | Marcus Communications | SNET/SCLP | self-support lattice | 289 | 100
| New Haven | *** Orange Street | SNET/Cingular | SNET/SCLP | self-support lattice | 105 | 100
| New Haven | *** Orange Street | Cingular | SNET/SCLP | self-support lattice | 108/123 | 100
| New Haven | *** Orange Street | AT&T | SNET/SCLP | self-support lattice | 200/270 | 100
| New Haven | *** Orange Street | Sirius | Frontier Communications | self-support lattice | 239 | 100
| New Haven | *** Orange Street | AT&T | SNET/SCLP | self-support lattice | 180 / 206 | 166
Docket No. 298 | New Haven | *** Forbes Avenue | Sprint | Sprint | monopole | 67.5 | 66.5
| New Haven | *** Forbes Avenue | T-Mobile | Sprint | monopole | 58 | 66.5
| New Haven | *** Forbes Avenue |  | TowerCo, LLC | monopole |  | 66.5
Petition No. 908 | New Haven | *** Forbes Avenue | Pocket (now MetroPCS) | TowerCo, LLC | monopole | 76 | 76.5
Petition No. 955 | New Haven | *** Forbes Avenue | Clearwire | TowerCo, LLC | monopole | 85 | 86.5
| New Haven | *** Forbes Avenue | T-Mobile | TowerCo, LLC | monopole | 58 | 86.5
| New Haven | *** Forbes Avenue | Sprint | TowerCo, LLC | monopole | 70 | 86.5
| New Haven | *** Forbes Avenue | T-Mobile | SBA | monopole | 58 | 86.5
| New Haven | *** Forbes Avenue | MetroPCS | SBA | monopole |  | 86.5
| New Haven | *** Forbes Avenue | Sprint | SBA | monopole | 62.5 | 86.5
| New Haven | *** Forbes Avenue | T-Mobile | SBA | monopole | 58 | 86.5
| New Haven | *** Forbes Avenue | T-Mobile | SBA | monopole | 58 | 86.5
| New Haven | *** Forbes Avenue | T-Mobile | SBA | monopole | 58 | 87 | yes
Docket No. 163 | New Haven | *** James Street | DOT | DOT | self-support lattice | 168 | 140
Petition. No 1440 | New Haven | *** Peat Meadow Street | Verizon | Verizon | Billboard Monopole | 67 | 70 | yes | batteries | 8hrs
Docket No. 140 | New Haven | ** Meadow Street | BAM | 54 Meadow St Assoc | rooftop | 157 | 170
| New Haven | ** Meadow Street | BAM | 54 Meadow St. Assoc. | rooftop | 146 | 170
| New Haven | ** Meadow Street | Verizon | 54 Meadow St. Assoc. | rooftop | 155, 130 | 170
| New Haven | ** Meadow Street | Verizon | 54 Meadow St. Assoc. | rooftop | 155, 130 | 170 | yes
| New Haven | *** Chapel Street | Verizon | 54 Meadow St. Assoc. | rooftop | 158 | 170 | yes
Petition No. 414 | New Haven | ** Wheeler Street | Comcast Cable | Comcast Cable | rooftop | 20
| New Haven | ** Wheeler Street | SCLP | Laydon Construction C | monopole | 90 | 90
| New Haven | ** Wheeler Street | Nextel | Laydon Construction C | monopole | 80 | 90
| New Haven | ** Wheeler Street | AT&T | Laydon Construction C | monopole | 70 | 90
| New Haven | ** Wheeler Street | SNET/Cingular | Laydon Construction C | monopole | 90 | 90
| New Haven | ** Wheeler Street | AT&T | Laydon Construction C | monopole |  | 90
Petitin No. 753 | New Haven | ** Wheeler Street | T-Mobile | Laydon Construction C | monopole | 98 | 98
| New Haven | ** Wheeler Street | T-Mobile | Laydon Construction C | monopole | 98 | 98
| New Haven | ** Wheeler Street | Clearwire | Laydon Construction C | monopole | 80 | 98
| New Haven | ** Wheeler Street | AT&T | Laydon Construction C | monopole | 91.5 | 98
| New Haven | ** Wheeler Street | T-Mobile | Laydon Construction C | monopole | 98 | 98
| New Haven | ** Wheeler Street | AT&T | Landmark Dividend | monopole | 94 | 98
| New Haven | ** Wheeler Street | T-Mobile | Laydon Construction C | monopole | 98 | 98
| New Haven | ** Wheeler Street | AT&T | Landmark Dividend | monopole | 91 | 98
| New Haven | ** Wheeler Street | Sprint | Landmark Dividend | monopole | 80 | 100
| New Haven | ** Wheeler Street | AT&T | Landmark Dividend | monopole | 91 | 98
| New Haven | ** Wheeler Street | AT&T | Landmark Dividend | monopole | 91 | 98
| New Haven | ** Wheeler Street | AT&T | Landmark Dividend | monopole | 91 | 98 | yes
| New Haven | ** Wheeler Street | T-Mobile | Landmark Dividend | monopole | 98 | 98
| New Haven | ** Wheeler Street | DISH | Landmark Dividend | monopole | 81 | 98 | yes
| New Haven | East Rock Park | Clearwire | City of New Haven | self-support lattice | 90 | 102
Docket No. 17 | New Haven | Hallock Avenue | Amtrak | Amtrak | monopole |  | 100
| New London | ** Lower Boulevard | T-Mobile | City of New London | self-support lattice | 59 | 60
| New London | ** Lower Boulevard | T-Mobile | City of New London | self-support lattice | 59 | 60
| New London | ** Lower Boulevard | T-Mobile | City of New London | self-support lattice | 59 | 60
| New London | ** Lower Boulevard | T-Mobile | City of New London | self-support lattice | 59 | 60
| New London | ** Washington Street | SNET | SNET | self-support lattice | 217 | 204
| New London | ** Washington Street | SNET | SNET | self-support lattice |  | 204
| New London | ** Washington Street | SNET/SCLP | SNET/SCLP | self-support lattice | 198 | 204
| New London | ** Washington Street | Sprint | SNET | self-support lattice | 170 | 204
| New London | ** Washington Street | Cingular | SNET | self-support lattice | 192 | 204
| New London | ** Washington Street | Cingular | SNET | self-support lattice | 191 | 204
| New London | ** Washington Street | Cingular | SNET | self-support lattice | 197 | 204
| New London | ** Washington Street | Sprint | SNET | self-support lattice | 200.5 | 204
| New London | ** Washington Street | Sprint | SNET | self-support lattice | 200.5 | 234.3
| New London | ** Washington Street | AT&T | SNET | self-support lattice | 196 | 226
| New London | ** Washington Street | Sprint | Frontier Communications | self-support lattice | 173 | 204
| New London | ** Washington Street | AT&T | SNET | self-support lattice | 105 | 100
| New London | ** Washington Street | AT&T | SNET | self-support lattice | 105 | 100 | yes
Petition No. 1254 | New London | *** Huntington Street | Verizon | Verizon | rooftop | 58.5 | 59.7
Petition No. 1311 | New London | ** Debiasi Drive | Verizon | Mitchell College | bmonopole | 48 | 51.5
| New London | ** Westwood Avenue | BAM | Eastern CT Cable | self-support lattice | 70 | 75
| New London | ** Westwood Avenue | Eastern CT Cable | Eastern CT Cable | self-support lattice | n/a | 75
| New London | ** Westwood Avenue | BAM | Eastern CT Cable | self-support lattice | 75 | 75
| New London | ** Westwood Avenue | Cellco (Verizon) | Eastern CT Cable | self-support lattice | n/a | 75 |  | generator
| New London | ** Westwood Avenue | Verizon | Eastern CT Cable | self-support lattice | 67 | 75
| New London | ** Westwood Avenue | Verizon | Metrocast Communications | self-support lattice | 67, 72, 77 | 75
| New London | ** Westwood Avenue | Verizon | Metrocast Communications | self-support lattice | 67, 72, 77 | 75
| New London | ** Westwood Avenue | Verizon | Metrocast Communications | self-support lattice | 67, 72, 77 | 80
| New London | ** Westwood Avenue | Verizon | Atlantic Broadband | self-support lattice | 67, 72, 77 | 80
Petition No. 759 | New London | ** Hawthorne Drive North | T-Mobile | CL&P/NU | utility pole | 90.00,82.00 | 90
Docket No. 439 | New London | *** Jefferson Avenue | AT&T | Message Center Management | ballfield light pole | 112 | 115 |  | diesel generator | 48-hour capacity
| New London | *** Jefferson Avenue | AT&T | Message Center Management | ballfield light pole | 111 | 115
| New London | *** Jefferson Avenue |  | MCM Acquisition 2017 LLC | ballfield light pole |  | 115
| New London | *** Jefferson Avenue | AT&T | MCM Acquisition 2017 LLC | ballfield light pole | 111 | 115
| New London | *** Jefferson Avenue | AT&T | MCM Acquisition 2017 LLC | ballfield light pole | 111 | 115 | yes
| New London | *** Jefferson Avenue | AT&T | MCM Acquisition 2017 LLC | ballfield light pole | 111 | 115 | yes
| New London | *** Jefferson Avenue | AT&T | MCM Acquisition 2017 LLC | ballfield light pole |  | 115 | yes | diesel generator
Petition 1390 | New London | *** Bank Street | Verizon | Verizon | rooftop mounted monopole | 69.5 | 72.5 |  | natural gas generator | 100-kilowatt
Petition No. 1307 | New London | ** Neptune Avenue | Verizon | City of New London | rooftop | 40 | 43
| New London | ** Neptune Avenue | Verizon | City of New London | rooftop | 40 | 43 | yes
Petition No. 111 | New Milford | *** Ridge Road | New Milford Cablevision | New Milford Cablevision | self-support lattice |  | 130
| New Milford | *** Ridge Road | Crown Media | Crown Media |  |  | 150
| New Milford | *** Ridge Road | Charter Comm. | Charter Comm. | self-support lattice
| New Milford | *** Ridge Road | T-Mobile | Charter Comm. | self-support lattice | 127 | 130
| New Milford | *** Ridge Road | T-Mobile | Charter Comm. | self-support lattice | 124 | 130
| New Milford | *** Ridge Road | T-Mobile | Charter Comm. | self-support lattice | 127 | 130 | yes
Petiton No. 485 | New Milford | *** Parklane Road | VoiceStream | CL&P | guyed-lattice | 83'; 76'4" | 68
| New Milford | *** Parklane Road | T-Mobile | CL&P | utility pole | 83;76 | 68
Petition No. 517 | New Milford | ** Hilltop View Lane (CL&P #*****) | Sprint | CL&P | utility pole | 155 | 150
Petition No. 685 | New Milford | ** Hilltop View Lane (CL&P #*****) | Nextel | CL&P | utility pole | 171 | 150
| New Milford | ** Hilltop View Lane (CL&P #*****) | Sprint | CL&P | utility pole | 155 | 150
| New Milford | ** Hilltop View Lane (CL&P #*****) | Sprint | CL&P | utility pole | 155 | 150
Docket No. 285 | New Milford | ** Boardman Road | Sprint | Sprint | monopole | 150 | 150
| New Milford | ** Boardman Road | New Cingular | Sprint | monopole | 120 | 150
| New Milford | ** Boardman Road | Verizon | Sprint | monopole | 130 | 150
| New Milford | ** Boardman Road | T-Mobile | Sprint | monopole | 140 | 150
| New Milford | ** Boardman Road | Verizon | Sprint | monopole | 130 | 150
| New Milford | ** Boardman Road | Verizon | Quarry Stone & Gravel | monopole | 130 | 150
| New Milford | ** Boardman Road | Sprint | Quarry Stone & Gravel | monopole | 154 | 150
| New Milford | ** Boardman Road | AT&T | Quarry Stone & Gravel | monopole | 120 | 150
| New Milford | ** Boardman Road | AT&T | Quarry Stone & Gravel | monopole | 120 | 150
| New Milford | ** Boardman Road | Verizon | Quarry Stone & Gravel | monopole | 130 | 150
| New Milford | ** Boardman Road | AT&T | Quarry Stone & Gravel | monopole | 120 | 150
| New Milford | ** Boardman Road | T-Mobile | Quarry Stone & Gravel | monopole | 140 | 150
| New Milford | ** Boardman Road | AT&T | Quarry Stone & Gravel | monopole | 120 | 150
| New Milford | ** Boardman Road | Sprint | Quarry Stone & Gravel | monopole | 150 | 150
| New Milford | ** Boardman Road | AT&T | Quarry Stone & Gravel | monopole | 120 | 150
| New Milford | ** Boardman Road | T-Mobile | Quarry Stone & Gravel | monopole | 140 | 150
| New Milford | ** Boardman Road | T-Mobile | Quarry Stone & Gravel | monopole | 140 | 150
| New Milford | ** Boardman Road | Verizon | Quarry Stone & Gravel | monopole | 130 | 150
| New Milford | ** Boardman Road | AT&T | Quarry Stone & Gravel | monopole | 120 | 150 | yes
Docket No. 233 | New Milford | *** Chestnut Land Road | Sprint | Sprint Spectrum | monopole | 160 | 160
Docket No. 233 | New Milford | *** Chestnut Land Road | AT&T | Sprint Spectrum | monopole | 150 | 160
| New Milford | *** Chestnut Land Road | Alltel | Sprint Spectrum | monopole |  | 160
| New Milford | *** Chestnut Land Road | New Cingular | Sprint Spectrum | monopole | 130 | 160
| New Milford | *** Chestnut Land Road | Verizon | Sprint Spectrum | monopole | 140 | 160
| New Milford | *** Chestnut Land Road | Verizon | Sprint Spectrum | monopole | 150 | 160
| New Milford | *** Chestnut Land Road | Verizon | Crown Castle | monopole | 147 | 160
| New Milford | *** Chestnut Land Road | Sprint | Crown Castle | monopole | 160 | 160
| New Milford | *** Chestnut Land Road | AT&T | Crown Castle | monopole | 129 | 160
| New Milford | *** Chestnut Land Road | Sprint | Crown Castle | monopole | 160 | 160
| New Milford | *** Chestnut Land Road | AT&T | Crown Castle | monopole | 129 | 160
| New Milford | *** Chestnut Land Road | DISH | Crown Castle | monopole | 122 | 160 | yes
Docket No. 138 | New Milford | * Elkington Farm Road | SNET Cellular | SNET Cellular | monopole | 150 | 150
| New Milford | * Elkington Farm Road | SNET/SCLP | SNET/SCLP |  | 162
| New Milford | * Elkington Farm Road | AT&T Wireless | SCLP | monopole | 120 | 150
| New Milford | * Elkington Farm Road | Nextel | SCLP | monopole | 110 | 150
| New Milford | * Elkington Farm Road | AT&T | SCLP | monopole | 120 | 150
| New Milford | * Elkington Farm Road | SNET/Cingular | SCLP | monopole | 152 | 150
| New Milford | * Elkington Farm Road | SNET/Cingular | SCLP | monopole | 152 | 150
| New Milford | * Elkington Farm Road | Verizon | American Tower | monopole | 133 | 150
| New Milford | * Elkington Farm Road | Verizon | American Tower | monopole | 133 | 150
| New Milford | * Elkington Farm Road | Cingular | American Tower | monopole | 150 | 150
| New Milford | * Elkington Farm Road | Verizon | American Tower | monopole | 130 | 150
| New Milford | * Elkington Farm Road | Sprint | American Tower | monopole | 140 | 150
| New Milford | * Elkington Farm Road | AT&T | American Tower | monopole | 154 | 150
| New Milford | * Elkington Farm Road |  | American Tower | monopole |  | 150 |  | diesel generator
| New Milford | * Elkington Farm Road | Sprint | American Tower | monopole | 140 | 150
| New Milford | * Elkington Farm Road | AT&T | American Tower | monopole | 154 | 150
| New Milford | * Elkington Farm Road | Cingular | American Tower | monopole | 154 | 150
| New Milford | * Elkington Farm Road | Verizon | American Tower | monopole | 132 | 150
| New Milford | * Elkington Farm Road | AT&T | American Tower | monopole | 154 | 150
| New Milford | * Elkington Farm Road | Verizon | American Tower | monopole | 132 | 150
| New Milford | * Elkington Farm Road | DISH | American Tower | monopole | 122 | 150 | yes
| New Milford | * Elkington Farm Road | Verizon | American Tower | monopole | 132 | 150
| New Milford | * Elkington Farm Road | AT&T | American Tower | monopole | 154 | 150 | yes
Docket No. 342 | New Milford | *** Litchfield Road | T-Mobile | Optasite | monopole | 137 | 140
| New Milford | *** Litchfield Road | T-Mobile | SBA | monopole | 137 | 140
| New Milford | *** Litchfield Road | DISH | SBA | monopole | 95 | 140 | yes
Petition No. 723 | New Milford | * Old Town Park Road | New Cingular | CL&P | utility pole | 175 | 155
| New Milford | * Old Town Park Road | AT&T | CL&P | utility pole | 175 | 155
| New Milford | * Old Town Park Road | AT&T | Eversource | utility pole | 170 | 155
| New Milford | * Old Town Park Road | AT&T | Eversource | utility pole | 170 | 155
| New Milford | * Old Town Park Road | AT&T | Eversource | utility pole | 170 | 155
| New Milford | *** Danbury Road | AT&T | VoiceStream | monopole | 77 | 99
| New Milford | *** Danbury Road | Verizon | VoiceStream | monopole | 77 | 99
| New Milford | *** Danbury Road | Verizon | VoiceStream | monopole | 77 | 99
| New Milford | *** Danbury Road | T-Mobile | Crown Castle | monopole | 94 & 87 | 99
| New Milford | *** Danbury Road | T-Mobile | Crown Castle | monopole |  |  |  | diesel generator | 48-kilowatt
| New Milford | Chapin Road | CL&P/NU | CL&P/NU | guyed-lattice |  | 245
| New Milford | Chapin Road | DPS | CL&P/NU | guyed-lattice | 110-245 | 245
Petition No. 977 | New Milford | ** Chapin Road | CL&P | CL&P | self-support lattice | var. | 247
| New Milford | ** Chapin Road | Eversource | CL&P | self-support lattice | 132 | 247
| New Milford | ** Chapin Road | Eversource | CL&P | self-support lattice | 146, 242 | 247
Petition No. 675 | New Milford | Hilltop View Lane | Verizon | CL&P | utility pole | 140 | 130
| New Milford | Hilltop View Lane | Verizon | CL&P | utility pole | 140 | 130
Docket No. 444 | New Milford | Lot *, Kent Road | AT&T | AT&T | monopole | 146 | 150 |  | 50 kW diesel generator | 38 hours
| Newington | *** Costello Road | Verizon | Costello Industries | monopole |  | 145
| Newington | *** Costello Road | Cingular | Costello Industries | monopole | 105 | 145
| Newington | *** Costello Road | Verizon | Costello Industries | monopole |  | 145
| Newington | *** Costello Road | T-Mobile | Costello Industries | monopole | 95 | 145
| Newington | *** Costello Road | Cingular | Costello Industries | monopole | 105 | 145
| Newington | *** Costello Road | Cingular/AT&T | Costello Industries | monopole | 105 | 145
| Newington | *** Costello Road | Pocket (now MetroPCS) | Costello Industries | monopole | 87 | 145
| Newington | *** Costello Road | T-Mobile | Costello Industries | monopole | 95 | 145
| Newington | *** Costello Road | Verizon | Costello Industries | monopole | 114 | 145
| Newington | *** Costello Road | Clearwire | Costello Industries | monopole | 133 | 145
| Newington | *** Costello Road | AT&T | Crown Castle | monopole | 105 | 145
| Newington | *** Costello Road | T-Mobile | Crown Castle | monopole | 95 | 145
| Newington | *** Costello Road | MetroPCS | Crown Castle | monopole |  | 145
| Newington | *** Costello Road | Sprint | Crown Castle | monopole | 125 | 145
| Newington | *** Costello Road | Verizon | Crown Castle | monopole | 115 | 145
| Newington | *** Costello Road | AT&T | Crown Castle | monopole | n/a | 145 |  | diesel generator
| Newington | *** Costello Road | Verizon | Crown Castle | monopole | 114 | 145
| Newington | *** Costello Road | Sprint | Crown Castle | monopole | 124 | 145
| Newington | *** Costello Road | AT&T | Crown Castle | monopole | 105 | 145
| Newington | *** Costello Road | T-Mobile | Crown Castle | monopole | 95 | 145
| Newington | *** Costello Road | AT&T | Crown Castle | monopole | 105 | 145
| Newington | *** Costello Road | T-Mobile | Crown Castle | monopole | 95 | 145
| Newington | *** Costello Road | AT&T | Crown Castle | monopole | 105 | 145
| Newington | *** Costello Road | Verizon | Crown Castle | monopole | 114 | 145
| Newington | *** Costello Road | T-Mobile | Crown Castle | monopole | 95 | 145
| Newington | *** Costello Road | AT&T | Crown Castle | monopole | 105 | 145
| Newington | *** Costello Road | Verizon | Crown Castle | monopole | 114 | 145
| Newington | *** Costello Road | AT&T | Crown Castle | monopole | 105 | 145
| Newington | *** Costello Road | T-Mobile | Crown Castle | monopole | 95 | 145
| Newington | *** Costello Road | Verizon | Crown Castle | monopole | 114 | 145 | yes
| Newington | *** Costello Road | Verizon | Crown Castle | monopole | 114 | 145
| Newington | *** Costello Road | Verizon | Crown Castle | monopole | 114 | 145 | yes
Petition No. 1244 | Newington | ****-**** Berlin Turnpike | Verizon | Verizon | rooftop | 31'6" | 32'8"
| Newington | ****-**** Berlin Turnpike | Verizon | Verizon | rooftop | 32 | 32'8" | yes
| Newington | ** Prospect Street | BAM | Sprint | monopole | 100 | 120
| Newington | ** Prospect Street | Verizon | Sprint | monopole | 100 | 133
| Newington | ** Prospect Street | Verizon | Sprint | monopole | 100 | 120
| Newington | ** Prospect Street | Cingular/AT&T | Sprint | monopole | 120 | 120
| Newington | ** Prospect Street | Sprint | Sprint | monopole | n/a | 120 |  | fuel cell backup
| Newington | ** Prospect Street | Sprint | Crown Castle | monopole | 120 | 120
| Newington | ** Prospect Street | Verizon | Crown Castle | monopole | 106 | 120
| Newington | ** Prospect Street | Sprint | Crown Castle | monopole | 120 | 120
| Newington | ** Prospect Street | Verizon | Crown Castle | monopole | 106 | 120
| Newington | ** Prospect Street | Sigfox | Crown Castle | monopole | 131 | 120
| Newington | ** Prospect Street | Verizon | Crown Castle | monopole | 106 | 120
| Newington | ** Prospect Street | DISH | Crown Castle | monopole | 78 | 120 | yes
| Newington | *** Willard Avenue | Nextel | Marcus Group | monopole | 120 | 180
| Newington | *** Willard Avenue | Verizon | Marcus Group | monopole | 110 | 180
| Newington | *** Willard Avenue | AT&T | Marcus Group | monopole | 160 | 180
| Newington | *** Willard Avenue | Sprint | Marcus Group | monopole | 140 | 180
| Newington | *** Willard Avenue | Cingular | Marcus Group | monopole | 160 | 180
| Newington | *** Willard Avenue | Pocket (now MetroPCS) | Marcus Group | monopole | 170 | 180
| Newington | *** Willard Avenue | Clearwire | Marcus Group | monopole | 160 | 180
| Newington | *** Willard Avenue | Verizon | Marcus Group | monopole | 110 | 180
| Newington | *** Willard Avenue | AT&T | Global Tower Partners | monopole | 157 | 180
| Newington | *** Willard Avenue | Sprint | Global Tower Partners | monopole | 140 | 180
| Newington | *** Willard Avenue | MetroPCS | Global Tower Partners | monopole | n/a | 180
| Newington | *** Willard Avenue | Verizon | Global Tower Partners | monopole | 110 | 180
| Newington | *** Willard Avenue | MetroPCS (T-Mobile) | American Tower | monopole | 170 | 180
| Newington | *** Willard Avenue | Sprint | American Tower | monopole | 140 | 180
| Newington | *** Willard Avenue | Verizon | American Tower | monopole | 110 | 180
| Newington | *** Willard Avenue | AT&T | Town of Newington | monopole | 157 | 180
| Newington | *** Willard Avenue | T-Mobile | American Tower Corporation | monopole | 170 | 180
| Newington | *** Willard Avenue | Sprint | American Tower Corporation | monopole | 140 | 180
| Newington | *** Willard Avenue | AT&T | American Tower Corporation | monopole | 157 | 180
| Newington | *** Willard Avenue | Verizon | American Tower Corporation | monopole | 110 | 180
| Newington | *** Willard Avenue | ATC | American Tower Corporation | monopole
| Newington | *** Willard Avenue | T-Mobile | American Tower Corporation | monopole | 170 | 180
| Newington | *** Willard Avenue | AT&T | American Tower Corporation | monopole | 157 | 180 | yes
| Newington | ** Cedarwood Lane | SCLP | Fred Callahan | guyed-lattice | 120 | 170
| Newington | ** Cedarwood Lane | Nextel | Fred Callahan | guyed-lattice | 135 | 170
Petition No. 547 | Newington | ** Cedarwood Lane | Town of Wethersfield | Fred Callahan | guyed-lattice | 180 | 170
| Newington | ** Cedarwood Lane | SNET/Cingular | Fred Callahan | guyed-lattice | 120 | 170
| Newington | ** Cedarwood Lane | T-Mobile | Fred Callahan | guyed-lattice | 167 | 170
| Newington | ** Cedarwood Lane | Nextel | Fred Callahan | guyed-lattice | 140 | 170
| Newington | ** Cedarwood Lane | Pocket (now MetroPCS) | Fred Callahan | guyed-lattice | 110 | 170
| Newington | ** Cedarwood Lane | T-Mobile | Fred Callahan | guyed-lattice | 163 | 170
| Newington | ** Cedarwood Lane | Cingular | Fred Callahan | guyed-lattice | 120 | 170
| Newington | ** Cedarwood Lane | Clearwire | Fred Callahan | guyed-lattice | 142 | 170
| Newington | ** Cedarwood Lane | AT&T | Fred Callahan | guyed-lattice | 120 | 170
| Newington | ** Cedarwood Lane | T-Mobile | Fred Callahan | guyed-lattice | 163 | 170
| Newington | ** Cedarwood Lane | MetroPCS | Fred Callahan | guyed-lattice | n/a | 170
| Newington | ** Cedarwood Lane | AT&T | Fred Callahan | guyed-lattice | n/a | 170 |  | diesel generator
| Newington | ** Cedarwood Lane | AT&T | Fred Callahan | guyed-lattice | 120 | 170
| Newington | ** Cedarwood Lane | T-Mobile | Fred Callahan | guyed-lattice | 163 | 170
| Newington | ** Cedarwood Lane | AT&T | Fred Callahan | guyed-lattice | 120 | 170
| Newington | ** Cedarwood Lane | AT&T | Callahan Acres | guyed-lattice | 120 | 170
| Newington | ** Cedarwood Lane | T-Mobile | Callahan Acres | guyed-lattice | 163 | 170
| Newington | ** Cedarwood Lane | Sprint | Fred Callahan | guyed-lattice | 140 | 170
| Newington | ** Cedarwood Lane | Sprint | Fred & Francis Callahan | guyed-lattice | 140 | 170
| Newington | ** Cedarwood Lane | Sprint | Fred & Francis Callahan | guyed-lattice
| Newington | ** Cedarwood Lane | AT&T | Fred & Francis Callahan | guyed-lattice | 120 | 170
| Newington | ** Cedarwood Lane | T-Mobile | Fred & Francis Callahan | guyed-lattice | 163 | 170
Docket No. 220 | Newtown | *** Berkshire Road |  | Dwyer | monopole |  | 120
| Newtown | *** Berkshire Road | Sprint | CT Architectural Towers (f/k/a Dwyer) | monopole | 107.5 | 120
| Newtown | *** Berkshire Road | T-Mobile | CT Architectural Towers (f/k/a Dwyer) | monopole | 97.5 | 120
Petition No. 651 | Newtown | *** Berkshire Road | Town of Newtown | CT Architectural Towers (f/k/a Dwyer) | monopole | 150 | 150
| Newtown | *** Berkshire Road |  | CT Architectural Towers (f/k/a Dwyer) | monopole |  | 150
| Newtown | *** Berkshire Road | Cingular | CT Architectural Towers (f/k/a Dwyer) | monopole | 118 | 150
| Newtown | *** Berkshire Road | Cingular | CT Architectural Towers (f/k/a Dwyer) | monopole | 118 | 150
| Newtown | *** Berkshire Road | Verizon | SBA | monopole | 137 | 150
| Newtown | *** Berkshire Road | Sprint | SBA | monopole | 109 | 150
| Newtown | *** Berkshire Road | Sprint | SBA | monopole | 107.5 | 150
| Newtown | *** Berkshire Road | T-Mobile | SBA | monopole | 99.5 | 150
| Newtown | *** Berkshire Road | AT&T | SBA | monopole | 118 | 150
| Newtown | *** Berkshire Road | DISH | SBA | monopole | 85 | 150 | yes
| Newtown | *** Berkshire Road | AT&T | SBA | monopole | 118 | 150 | yes
| Newtown | *** Berkshire Road | AT&T | SBA | monopole |  | 150 | yes | diesel generator
| Newtown | *** Berkshire Road | Verizon | SBA | monopole | 137 | 150
Docket No. 144 | Newtown | ** Barnabas Road | CL&P/NU | CL&P/NU | self-support lattice | 177 | 180
| Newtown | ** Barnabas Road | Smart SMR(Nextel) | CL&P/NU | self-support lattice | 110 | 180
| Newtown | ** Barnabas Road | Sprint | CL&P/NU | self-support lattice | 95 | 180
| Newtown | ** Barnabas Road | Omni | CL&P/NU | self-support lattice | 150 | 180
| Newtown | ** Barnabas Road | AT&T Wireless | NU | self-support lattice | 136 | 180
| Newtown | ** Barnabas Road | AT&T Wireless | NU | self-support lattice | - | 180
| Newtown | ** Barnabas Road | T-Mobile | CL&P/NU | self-support lattice | 150 | 180
| Newtown | ** Barnabas Road | Nextel | CL&P/NU | self-support lattice | 110 | 180
| Newtown | ** Barnabas Road | AT&T Wireless | CL&P/NU | self-support lattice |  | 180
| Newtown | ** Barnabas Road | Cingular | CL&P/NU | self-support lattice | 135 | 180
| Newtown | ** Barnabas Road | AT&T | CL&P/NU | self-support lattice | 135 | 180
| Newtown | ** Barnabas Road | Sprint | CL&P/NU | self-support lattice | 91 | 180
| Newtown | ** Barnabas Road | Verizon | CL&P/NU | self-support lattice | 126 | 180 |  | natural gas generator
| Newtown | ** Barnabas Road | T-Mobile | CL&P/NU | self-support lattice | 149 | 180
| Newtown | ** Barnabas Road | T-Mobile | CL&P/NU | self-support lattice | 149 | 180
| Newtown | ** Barnabas Road | AT&T | CL&P/NU | self-support lattice | 135 | 180
| Newtown | ** Barnabas Road | Eversource | CL&P/NU | self-support lattice | 165 | 180
| Newtown | ** Barnabas Road | DISH | CL&P/NU | self-support lattice | 90 | 180 | yes
| Newtown | ** Barnabas Road | Eversource | CL&P/NU | self-support lattice | 165 | 180
| Newtown | *** South Main Street | Sprint | VoiceStream | monopole | 137 | 150
| Newtown | *** South Main Street | Verizon | VoiceStream | monopole | 127 | 150
| Newtown | *** South Main Street | AT&T Wireless | VoiceStream | monopole | 110 | 150
| Newtown | *** South Main Street | T-Mobile | VoiceStream | monopole | 150 | 150
| Newtown | *** South Main Street | Verizon | VoiceStream | monopole | 127 | 150
| Newtown | *** South Main Street | Cingular | VoiceStream | monopole | 110 | 150
| Newtown | *** South Main Street | AT&T (Cingular) | T-Mobile | monopole | 110 | 150
| Newtown | *** South Main Street | Verizon | T-Mobile | monopole | 127 | 150
| Newtown | *** South Main Street | Sprint | Crown Castle | monopole | 137 | 150
| Newtown | *** South Main Street | Verizon | Crown Castle | monopole | 127 | 150
| Newtown | *** South Main Street | T-Mobile | Crown Castle | monopole | 148 | 150
| Newtown | *** South Main Street | T-Mobile | Crown Castle | monopole | 148 | 150
| Newtown | *** South Main Street | Sprint | Crown Castle | monopole | 138 | 150
| Newtown | *** South Main Street | Verizon | Crown Castle | monopole | 127 | 150
| Newtown | *** South Main Street | Sprint | Crown Castle | monopole | 138 | 150
| Newtown | *** South Main Street | AT&T | Crown Castle | monopole | 110 | 150
| Newtown | *** South Main Street | T-Mobile | Crown Castle | monopole | 148 | 150 | yes
| Newtown | *** South Main Street | DISH | Crown Castle | monopole | 73 | 150 | yes
| Newtown | *** South Main Street | Verizon | Crown Castle | monopole | 127 | 150 | yes
| Newtown | *** South Main Street | Verizon | Crown Castle | monopole | 126 | 150 | yes
Docket No. 89 | Newtown | ** Berkshire Road | BAM | BAM | monopole | 178 | 180
| Newtown | ** Berkshire Road | BAM/SCLP | BAM | monopole | 164 | 180
| Newtown | ** Berkshire Road | BAM | BAM | monopole | 182 | 180
Petition No. 402 | Newtown | ** Berkshire Road | BAM | BAM | monopole | 185 | 185
Petition No. 402 | Newtown | ** Berkshire Road | Nextel | BAM | monopole | 150 | 185
Petition No. 402 | Newtown | ** Berkshire Road | Omni | BAM | monopole | 130 | 185
Petition No. 402 | Newtown | ** Berkshire Road | SCLP | BAM | monopole | 175 | 185
Petition No. 402 | Newtown | ** Berkshire Road | Skytel | BAM | monopole | 125 | 185
Petition No. 402 | Newtown | ** Berkshire Road | Sprint | BAM | monopole | 165 | 185
| Newtown | ** Berkshire Road | BAM
| Newtown | ** Berkshire Road | AT&T Wireless | BAM | monopole | 135 | 185
| Newtown | ** Berkshire Road | Nextel | BAM | monopole | 155 | 185
| Newtown | ** Berkshire Road | Omni | BAM | monopole | 145 | 185
| Newtown | ** Berkshire Road | AT&T Wireless | Crown Atlantic | monopole | n/a | 185
| Newtown | ** Berkshire Road | Cingular | BAM | monopole | 175 | 185
| Newtown | ** Berkshire Road | T-Mobile | BAM | monopole | 145 | 185
| Newtown | ** Berkshire Road | AT&T Wireless | BAM | monopole | n/a | 185
| Newtown | ** Berkshire Road | Verizon | BAM | monopole | 185 | 185
| Newtown | ** Berkshire Road | New Cingular | Crown | monopole | 177 | 185
| Newtown | ** Berkshire Road | Cingular/AT&T | Crown | monopole | n/a | 185
| Newtown | ** Berkshire Road | Verizon | Crown | monopole | 185 | 185
| Newtown | ** Berkshire Road | MetroPCS | Crown | monopole | 135 | 185
| Newtown | ** Berkshire Road | AT&T | Crown | monopole | 177 | 185
| Newtown | ** Berkshire Road | T-Mobile | Crown Castle | monopole | 145 | 185
| Newtown | ** Berkshire Road | Verizon | Crown Castle | monopole | 185 | 185
| Newtown | ** Berkshire Road | Sprint | Crown Castle | monopole | 165 | 185
| Newtown | ** Berkshire Road | Verizon | Crown Castle | monopole | 185 | 185
| Newtown | ** Berkshire Road | T-Mobile | Crown Castle | monopole | 148 | 185
| Newtown | ** Berkshire Road | Sprint | Crown Castle | monopole | 165 | 185
| Newtown | ** Berkshire Road | AT&T | Crown Castle | monopole | 177 | 185
| Newtown | ** Berkshire Road | Verizon | Crown Castle | monopole | 187 | 185
| Newtown | ** Berkshire Road | T-Mobile | Crown Castle | monopole | 148 | 185
| Newtown | ** Berkshire Road | Sprint | Crown Castle | monopole | 165 | 185
| Newtown | ** Berkshire Road | AT&T | Crown Castle | monopole | 177 | 185
| Newtown | ** Berkshire Road | Verizon | Crown Castle | monopole | 187 | 185
| Newtown | ** Berkshire Road | T-Mobile | Crown Castle | monopole | 148 | 185
| Newtown | ** Berkshire Road | Verizon | Crown Castle | monopole | 185 | 185
| Newtown | ** Berkshire Road | DISH | Crown Castle | monopole | 135 | 185 | yes
| Newtown | ** Berkshire Road | Verizon | Crown Castle | monopole | 185 | 185 | yes
Docket No. 376 | Newtown | ** Dinglebrook Road | Cingular | Cingular | monopole | 150 | 150
Docket No. 376 | Newtown | ** Dinglebrook Road | Verizon | Cingular | monopole | 140 | 150
| Newtown | ** Dinglebrook Road | AT&T | AT&T | monopole | 150 | 150
| Newtown | ** Dinglebrook Road | Verizon | AT&T | monopole | 140 | 150
| Newtown | ** Dinglebrook Road | Verizon | Crown Castle | monopole | 140 | 150
| Newtown | ** Dinglebrook Road | T-Mobile | AT&T | monopole | 128 | 150 |  | DC diesel generator | 25Kw DC
| Newtown | ** Dinglebrook Road | DISH | AT&T | monopole | 119 | 150 | yes
| Newtown | ** Dinglebrook Road | T-Mobile | AT&T | monopole | 128 | 150 | yes
| Newtown | ** Dinglebrook Road | T-Mobile | AT&T | monopole | 128 | 150 | yes
Docket No. 241 | Newtown | * Edmond Road | T-Mobile | T-Mobile | monopole | 130 | 130
Docket No. 241 | Newtown | * Edmond Road | AT&T | T-Mobile | monopole | 120 | 130
Petition No. 749 | Newtown | * Edmond Road | Nextel | T-Mobile | monopole | 140 | 130
| Newtown | * Edmond Road | Cingular | Optasite | monopole | 120 | 130
| Newtown | * Edmond Road |  | Optasite | monopole |  | 130
| Newtown | * Edmond Road | Cingular | Optasite | monopole | 120 | 130
| Newtown | * Edmond Road | T-Mobile | Optasite | monopole | 128 | 130
| Newtown | * Edmond Road | AT&T | Optasite | monopole |  | 130 |  | diesel generator
| Newtown | * Edmond Road | T-Mobile | SBA | monopole | 127 | 130
| Newtown | * Edmond Road | AT&T | SBA | monopole | 120 | 130
| Newtown | * Edmond Road | T-Mobile | SBA | monopole | 127 | 130
| Newtown | * Edmond Road | DISH | SBA | monopole | 109 | 130 | yes
| Newtown | *** South Main Street | Omni | Sprint | monopole | 140 | 150
| Newtown | *** South Main Street | AT&T Wireless | Sprint | monopole | 123 | 150
| Newtown | *** South Main Street | T-Mobile | Sprint | monopole | 140 | 150
| Newtown | *** South Main Street | AT&T Wireless | Sprint | monopole | 123 | 150
| Newtown | *** South Main Street | Sprint | Crown Castle | monopole | 150 | 150
| Newtown | *** South Main Street | T-Mobile | Crown Castle | monopole | 135 | 150
| Newtown | *** South Main Street | Sprint | Crown Castle | monopole | 150 | 150
| Newtown | *** South Main Street | T-Mobile | Crown Castle | monopole | 135 | 150 | yes
Petition No. 1211 | Newtown | * Primrose Street | Verizon | Newtown Youth Academy, Inc. | rooftop | 40 | 27
| Newtown | ** Main Street | SCLP | Town of Newtown | guyed-lattice | 80 | 80
Docket No. 75 | Newtown | ** Meridian Ridge | SNET Cellular | SNET Cellular | monopole | 147 | 163
| Newtown | ** Meridian Ridge | SNET/SCLP | SNET/SCLP | monopole | 147 | 163
| Newtown | ** Meridian Ridge | SNET/SCLP | SNET/SCLP | monopole
| Newtown | ** Meridian Ridge | SCLP/Omni | SNET/SCLP | monopole | 162 | 163
Docket No. 75 | Newtown | ** Meridian Ridge | AT&T | SCLP | monopole | 130 | 163
| Newtown | ** Meridian Ridge | AT&T |  | monopole | 130 | 163
| Newtown | ** Meridian Ridge | Cingular | SNET/SCLP | monopole | 147 | 163
| Newtown | ** Meridian Ridge | AT&T | SCLP | monopole |  | 163
| Newtown | ** Meridian Ridge | T-Mobile | American Tower | monopole | 160 | 163
| Newtown | ** Meridian Ridge | Verizon | American Tower | monopole | 140 | 163
| Newtown | ** Meridian Ridge | New Cingular | American Tower | monopole | 149 | 163
| Newtown | ** Meridian Ridge | AT&T | American Tower | monopole | 130 | 163
| Newtown | ** Meridian Ridge | MetroPCS | American Tower | monopole | 134 | 163
| Newtown | ** Meridian Ridge | Verizon | American Tower | monopole | 140 | 163
| Newtown | ** Meridian Ridge | AT&T | American Tower | monopole | 152 | 163
| Newtown | ** Meridian Ridge | T-Mobile | American Tower | monopole | 163 | 163
| Newtown | ** Meridian Ridge | AT&T | American Tower | monopole | 149 | 163
| Newtown | ** Meridian Ridge | AT&T | American Tower | monopole | 152 | 163
| Newtown | ** Meridian Ridge | MetroPCS | American Tower | monopole | 134 | 163
| Newtown | ** Meridian Ridge | American Tower | American Tower |  |  |  |  | diesel generator | 80-kilowatt
| Newtown | ** Meridian Ridge | Verizon | American Tower | monopole | 140 | 163
| Newtown | ** Meridian Ridge | DISH | American Tower | monopole | 121 | 163 | yes
| Newtown | ** Meridian Ridge | Verizon | American Tower | monopole | 140 | 163
| Newtown | * Ferris Road | Sprint | Nextel | monopole | 108 | 120
| Newtown | * Ferris Road | Verizon | Nextel | monopole | 98 | 120
| Newtown | * Ferris Road | AT&T | Nextel | monopole | 88 | 120
| Newtown | * Ferris Road | T-Mobile | Nextel | monopole | 81 | 120
| Newtown | * Ferris Road | Cingular | Nextel | monopole | 88 | 120
| Newtown | * Ferris Road | Verizon | Nextel | monopole | 98 | 120
| Newtown | * Ferris Road | AT&T | Nextel | monopole | 88 | 120
| Newtown | * Ferris Road | Sprint | SBA | monopole | 107 | 120
| Newtown | * Ferris Road | AT&T | SBA | monopole |  | 120 |  | diesel generator
| Newtown | * Ferris Road | Sprint | SBA | monopole | 105 | 120
| Newtown | * Ferris Road | Verizon | SBA | monopole | 98 | 120
| Newtown | * Ferris Road | T-Mobile | SBA | monopole | 81 | 120
| Newtown | * Ferris Road | AT&T | SBA | monopole | 88 | 120
| Newtown | * Ferris Road | T-Mobile | SBA | monopole | 81 | 120
| Newtown | * Ferris Road | T-Mobile | SBA | monopole | 83 | 120
| Newtown | * Ferris Road | T-Mobile | SBA | monopole | 83 | 120 | yes
| Newtown | * Ferris Road | Verizon | SBA | monopole | 98 | 120
Petition No. 773 | Newtown | * Park Lane (CL&P #****) | T-Mobile | CL&P | utility pole | 97 | 82
Petition No. 820 | Newtown | ** Hattertown Road | T-Mobile | T-Mobile | monopole | 54 | 59
| Newtown | ** Hattertown Road | T-Mobile | T-Mobile | monopole | 54 | 59
Docket No. 287 | Norfolk | ** Ashpohtag Road | Sprint | Sprint | monopole | 147.5 | 150
| Norfolk | ** Ashpohtag Road | Cingular | Sprint | monopole | 137 | 150
| Norfolk | ** Ashpohtag Road | Verizon | Sprint | monopole | 127 | 150
| Norfolk | ** Ashpohtag Road |  | TowerCo, LLC | monopole |  | 150
| Norfolk | ** Ashpohtag Road | Verizon | TowerCo, LLC | monopole | 127 | 150
| Norfolk | ** Ashpohtag Road | AT&T | TowerCo, LLC | monopole | 137 | 150
| Norfolk | ** Ashpohtag Road | Sprint | TowerCo, LLC | monopole | 145 | 150
| Norfolk | ** Ashpohtag Road | Verizon | TowerCo, LLC | monopole | 127 | 150
| Norfolk | ** Ashpohtag Road | Sprint | SBA | monopole | 150 | 150
| Norfolk | ** Ashpohtag Road | AT&T | TowerCo, LLC | monopole | 137 | 150
Petition No. 87 | Norfolk | *** Loon Meadow Road | SNET | SNET | guyed-lattice | 154 | 160
Petition No. 106 | Norfolk | *** Loon Meadow Road | SNET | SNET | guyed-lattice | 154 | 160
| Norfolk | *** Loon Meadow Road | SNET/SCLP | SNET/SCLP | guyed-lattice | 142 | 160
| Norfolk | *** Loon Meadow Road | OMNI | SNET/SCLP | guyed-lattice | 123.5 | 160
| Norfolk | *** Loon Meadow Road | Sprint | SNET/SCLP | guyed-lattice | 153 | 160
| Norfolk | *** Loon Meadow Road | SNET/Cingular | SNET/RCC | guyed-lattice | 142 | 160
| Norfolk | *** Loon Meadow Road | T-Mobile | SNET/RCC | guyed-lattice | 123.5 | 160
| Norfolk | *** Loon Meadow Road | Cingular | SNET/RCC | guyed-lattice | 142 | 160
| Norfolk | *** Loon Meadow Road | Sprint | AT&T | guyed-lattice | 158 | 160
| Norfolk | *** Loon Meadow Road | AT&T | AT&T | guyed-lattice | 142 | 160
| Norfolk | *** Loon Meadow Road | T-Mobile | AT&T | guyed-lattice | 120 | 160
| Norfolk | *** Loon Meadow Road | AT&T | AT&T | guyed-lattice | 142 | 160
| Norfolk | *** Loon Meadow Road | Sprint | AT&T | guyed-lattice | 158 | 160
| Norfolk | *** Loon Meadow Road | AT&T | AT&T | guyed-lattice |  |  |  | diesel generator | 50-kilowatt
| Norfolk | *** Loon Meadow Road | T-Mobile | AT&T | guyed-lattice |  |  |  | diesel generator | 48-kilowatt
| Norfolk | *** Loon Meadow Road | T-Mobile | AT&T | guyed-lattice | 120 | 160 | yes
| Norfolk | *** Loon Meadow Road | T-Mobile | AT&T | guyed-lattice | 120 | 160 | yes
Docket No. 320 | Norfolk | *** Greenwoods Road East | Cingular | Message Center Mgmt | monopole | 180 | 180
Docket No. 320 | Norfolk | *** Greenwoods Road East | Cellco | Message Center Mgmt | monopole | 160 | 180
| Norfolk | *** Greenwoods Road East | Verizon | Message Center Mgmt | monopole | 160 | 180
| Norfolk | *** Greenwoods Road East | Verizon | Message Center Mgmt | monopole | 160 | 180
| Norfolk | *** Greenwoods Road East |  | MCM Acquisition 2017 LLC | monopole |  | 180
| Norfolk | *** Greenwoods Road East | Verizon | MCM Acquisition 2017 LLC | monopole | 160 | 180
| Norfolk | *** Greenwoods Road East | T-Mobile | MCM Acquisition 2017 LLC | monopole | 150 | 180 | yes | diesel generator | 48-kilowatt
Docket No. 118 | Norfolk | *** Winchester Road | DPS | DPS | self-support lattice | 180 | 180
| Norfolk | *** Winchester Road | LCD | DPS | self-support lattice | 147 | 180
| Norfolk | *** Winchester Road | DPS/AT&T | DPS | self-support lattice | 120 | 180
| North Branford | *** Foxon Road | Nextel | SBA | monopole | 166 | 180
| North Branford | *** Foxon Road | T-Mobile | SBA | monopole | 147 | 180
| North Branford | *** Foxon Road | Cingular | SBA | monopole | 157 | 180
| North Branford | *** Foxon Road | Sprint Nextel | SBA | monopole | 172 | 180
| North Branford | *** Foxon Road | Pocket (now MetroPCS) | SBA | monopole | 131 | 180
| North Branford | *** Foxon Road | T-Mobile | SBA | monopole | 141 | 180
| North Branford | *** Foxon Road | Clearwire | SBA | monopole | 172 | 180
| North Branford | *** Foxon Road | Sprint Nextel | SBA | monopole | 172 | 180
| North Branford | *** Foxon Road | AT&T | SBA | monopole | 154 | 180
| North Branford | *** Foxon Road | Sprint | SBA | monopole | 175 | 180
| North Branford | *** Foxon Road | MetroPCS | SBA | monopole |  | 180
| North Branford | *** Foxon Road | T-Mobile | SBA | monopole | 141 | 180
| North Branford | *** Foxon Road | AT&T | SBA | monopole |  | 180 |  | diesel generator
| North Branford | *** Foxon Road | Sprint | SBA | monopole | 177.5 | 180
| North Branford | *** Foxon Road | AT&T | SBA | monopole | 159 | 180
| North Branford | *** Foxon Road | Sprint | SBA | monopole
| North Branford | *** Foxon Road | AT&T | SBA | monopole | 159 | 180
Docket No. 295 | North Branford | ** Commerce Drive | T-Mobile | Tower Ventures | monopole | 155 | 155
Docket No. 295 | North Branford | ** Commerce Drive | Cingular | Tower Ventures | monopole | 145 | 155
| North Branford | ** Commerce Drive | Verizon | Tower Ventures | monopole | 132 | 155
| North Branford | ** Commerce Drive |  | SBA | monopole |  | 155
| North Branford | ** Commerce Drive | T-Mobile | SBA | monopole | 155 | 155
| North Branford | ** Commerce Drive | Verizon | SBA | monopole | 133 | 155
| North Branford | ** Commerce Drive | AT&T | SBA | monopole | 133 | 155
| North Branford | ** Commerce Drive | T-Mobile | SBA | monopole | 154 | 155
| North Branford | ** Commerce Drive | Verizon | SBA | monopole | 135 | 155
| North Branford | ** Commerce Drive | Verizon | SBA | monopole | 133 | 155
| North Branford | ** Commerce Drive | AT&T | SBA | monopole | 143 | 155
| North Branford | ** Commerce Drive | T-Mobile | SBA | monopole | 154 | 155
| North Branford | ** Commerce Drive | DISH | SBA | monopole | 120 | 155 | yes
| North Branford | ** Commerce Drive | T-Mobile | SBA | monopole | 154 | 155 | yes
| North Branford | ** Commerce Drive | Verizon | SBA | monopole | 12
Petition No. 564 | North Branford | ** Ciro Road | AT&T | SBA | monopole | 147 | 170
| North Branford | ** Ciro Road | T-Mobile | SBA | monopole | 167 | 170
| North Branford | ** Ciro Road | Nextel | SBA | monopole | 157 | 170
| North Branford | ** Ciro Road | Cingular | SBA | monopole | 147 | 170
| North Branford | ** Ciro Road | T-Mobile | SBA | monopole | 167 | 170
| North Branford | ** Ciro Road | AT&T | SBA | monopole | 147 | 170
| North Branford | ** Ciro Road | Sprint | SBA | monopole | 137 | 170
| North Branford | ** Ciro Road | T-Mobile | SBA | monopole | 167 | 170
| North Branford | ** Ciro Road | Sprint | SBA | monopole | 137 | 170
| North Branford | ** Ciro Road | T-Mobile | SBA | monopole | 170 | 170
| North Branford | ** Ciro Road | AT&T | SBA | monopole | 147 | 170
| North Branford | ** Ciro Road | AT&T | SBA | monopole
| North Branford | ** Ciro Road | DISH | SBA | monopole | 110 | 170 | yes
Docket No. 507 | North Branford | *** Clintonville Road | Verizon | Homeland Towers LLC | monopole | 110 | 110 | yes | propane generator | 50-kilowatt
| North Branford | *** Clintonville Road | Verizon | Homeland Towers LLC | monopole
| North Branford | *** Clintonville Road |  | Infra Towers LLC
| North Branford | ** Youngs Apple Orchard Road | Sprint | SNET | self-support lattice | 126.5 | 130
| North Branford | ** Youngs Apple Orchard Road | OMNI | SNET | self-support lattice | 138 | 130
| North Branford | ** Youngs Apple Orchard Road | T-Mobile | SNET | self-support lattice | 138 | 130
| North Branford | ** Youngs Apple Orchard Road | Sprint | AT&T | self-support lattice | 126 | 130
| North Branford | ** Youngs Apple Orchard Road | T-Mobile | AT&T | self-support lattice | 94 | 130
| North Branford | ** Youngs Apple Orchard Road | Sprint | AT&T | self-support lattice | 125 | 130
| North Branford | ** Youngs Apple Orchard Road | T-Mobile | AT&T | self-support lattice | 94 | 130 | yes
| North Branford | ** Youngs Apple Orchard Road | DISH | AT&T | self-support lattice | 83 | 130 | yes
| North Branford | ** Youngs Apple Orchard Road | T=Mobile | AT&T | self-support lattice | 97 | 130 | yes
Docket No. 56 | North Branford | ** Reeds Gap Road | BAM | BAM | self-support lattice | 85 | 92
Docket No. 56 | North Branford | ** Reeds Gap Road | BAM | BAM | self-support lattice | 85 | 92
| North Branford | ** Reeds Gap Road | BAM | BAM | self-support lattice | 86 | 92
| North Branford | ** Reeds Gap Road | BAM | Crown Atlantic Company, LLC
| North Branford | ** Reeds Gap Road | Nextel | BAM | self-support lattice | 80 | 92
| North Branford | ** Reeds Gap Road | AT&T | Crown | self-support lattice | 68 | 92
| North Branford | ** Reeds Gap Road | Verizon | Crown | self-support lattice | 95 | 92
| North Branford | ** Reeds Gap Road | Cingular | Crown | self-support lattice | 68 | 92
| North Branford | ** Reeds Gap Road | Cingular | Crown | self-support lattice | n/a | 92
| North Branford | ** Reeds Gap Road | Verizon | Crown | self-support lattice | 90 | 92
| North Branford | ** Reeds Gap Road | AT&T | Crown Castle | self-support lattice | 66 | 92
| North Branford | ** Reeds Gap Road | Verizon | Crown Castle | self-support lattice | 90 | 92
| North Branford | ** Reeds Gap Road | Verizon | Crown Castle | self-support lattice | 90 | 92
| North Branford | ** Reeds Gap Road | Verizon | Crown Castle | self-support lattice | 90 | 92
| North Branford | ** Reeds Gap Road | AT&T | Crown Castle | self-support lattice | 65 | 92
| North Branford | ** Reeds Gap Road | Verizon | Crown Castle | self-support lattice | 90 | 92
| North Branford | ** Reeds Gap Road | Verizon | Crown Castle | self-support lattice | 12 | 92
| North Branford | ** Reeds Gap Road | AT&T | Crown Castle | self-support lattice |  | 92 |  | diesel genrator | 30-kW
| North Branford | ** Parsonage Hill Road | AT&T | Ochenkowski | self-support lattice | 170 | 195
| North Branford | ** Parsonage Hill Road | Verizon | Ochenkowski | self-support lattice | 145 | 195
| North Branford | ** Parsonage Hill Road | Cingular | Ochenkowski | self-support lattice | 170 | 195
| North Branford | ** Parsonage Hill Road | Cingular | Ochenkowski | self-support lattice |  | 195
| North Branford | ** Parsonage Hill Road | T-Mobile | Ochenkowski | self-support lattice | 180 | 195
| North Branford | ** Parsonage Hill Road | Verizon | Ochenkowski | self-support lattice | 145 | 195
| North Branford | ** Parsonage Hill Road | AT&T | Ochenkowski | self-support lattice | 173 | 195
| North Branford | ** Parsonage Hill Road | Sprint | Ochenkowski | self-support lattice | 190.5 | 195
| North Branford | ** Parsonage Hill Road | T-Mobile | Ochenkowski | self-support lattice | 180 | 195
| North Branford | ** Parsonage Hill Road | Verizon | Ochenkowski | self-support lattice | 145 | 195
| North Branford | ** Parsonage Hill Road | Sprint | Ochenkowski | self-support lattice | 190 | 195
| North Branford | ** Parsonage Hill Road | T-Mobile | Ochenkowski | self-support lattice | 180 | 195
| North Branford | ** Parsonage Hill Road | Verizon | Ochenkowski | self-support lattice | 145 | 195
| North Branford | ** Parsonage Hill Road | AT&T | Ochenkowski | self-support lattice | 173 | 195
| North Branford | ** Parsonage Hill Road | Sprint | Ochenkowski | self-support lattice | 190 | 195
| North Branford | ** Parsonage Hill Road | AT&T | Ochenkowski | self-support lattice | 173 | 195
| North Branford | ** Parsonage Hill Road | T-Mobile | Ochenkowski | self-support lattice | 180 | 195
| North Branford | ** Parsonage Hill Road | Sprint | Ochenkowski | self-support lattice | 190 | 195
| North Branford | ** Parsonage Hill Road | T-Mobile | Ochenkowski | self-support lattice | 180 | 195 | yes
| North Branford | ** Parsonage Hill Road | DISH | Ochenkowski | self-support lattice | 162 | 195 | yes
| North Branford | ** Parsonage Hill Road | Verizon | Ochenkowski | self-support lattice | 145 | 195 | yes
| North Branford | ** Parsonage Hill Road | AT&T | Ochenkowski | self-support lattice | 173 | 195 | yes
| North Branford | ** Parsonage Hill Road | TCI | TCI | guyed-lattice |  | 300
| North Branford | ** Parsonage Hill Road | UI | TCI | guyed-lattice | 285 | 300
| North Branford | ** Parsonage Hill Road | Pocket (now MetroPCS) | TCI | guyed-lattice | 240 | 300
| North Branford | ** Parsonage Hill Road | Clearwire | TCI | guyed-lattice | 130 | 300
| North Branford | ** Parsonage Hill Road | Sprint | TCI | guyed-lattice |  | 195 |  | fuel cell backup
| North Branford | ** Parsonage Hill Road | MetroPCS | TCI | guyed-lattice |  | 300
Petition No. 487 | North Branford | Route ** | VoiceStream | CL&P | utility pole | 99'10" | 91'6"
| North Branford | Route ** | T-Mobile | Eversource | utility pole | 102' | 91'6"
Petition No. 918 | North Branford | Twin Lakes Road & Route ** | United Illuminating | United Illuminating | wood pole | 79 | 79
Petition No. 87 | North Canaan | *** Main Street | SNET | SNET | rooftop | 44 | 47.75
| North Canaan | *** Main Street | OMNI | SNET | rooftop | 47 | 47.75
| North Canaan | ** Lower Road | SNET/Cingular | LCD | self-support lattice | 143 | 195
| North Canaan | ** Lower Road | Nextel | LCD | self-support lattice | 125 | 195
| North Canaan | ** Lower Road | Verizon | LCD | self-support lattice | 168 | 195
| North Canaan | ** Lower Road | Verizon | LCD | self-support lattice | 168 | 195
| North Canaan | ** Lower Road | Cingular | LCD | self-support lattice | 143 | 195
| North Canaan | ** Lower Road | Sprint | LCD | self-support lattice |  | 195 |  | fuel cell
| North Canaan | ** Lower Road | Verizon | LCD | self-support lattice | 168 | 195
| North Canaan | ** Lower Road | Sprint | LCD | self-support lattice | 155 | 195
| North Canaan | ** Lower Road | AT&T | LCD | self-support lattice | 148 | 195
| North Canaan | ** Lower Road | Verizon | LCD | self-support lattice | 168 | 195
| North Canaan | ** Lower Road | AT&T | LCD | self-support lattice | 140 | 195
| North Canaan | ** Lower Road | Sprint | LCD | self-support lattice | 154 | 195
| North Canaan | ** Lower Road | T-Mobile | LCD | self-support lattice | 125 | 195 |  | propane generator | 7.5 kw
| North Canaan | ** Lower Road | AT&T | LCD |  |  |  |  | diesel Generator | 30kW
| North Canaan | ** Lower Road | Verizon | LCD | self-support lattice | 168 | 195
| North Canaan | ** Lower Road | AT&T | LCD | self-support lattice | 140 | 195
| North Canaan | ** Lower Road | Eversource | LCD | self-support lattice | 175, 143 | 195
| North Canaan | ** Lower Road | AT&T | LCD | self-support lattice | 140 | 195 | yes
Docket No. 118 | North Canaan | Route *, ** Ashley Falls Road | DPS | DPS | self-support lattice | 116 | 120
Docket No. 117 | North Haven | *** Washington Avenue | BAM | BAM | monopole | 120 | 120
| North Haven | *** Washington Avenue | BAM | BAM | monopole | 122 | 120
| North Haven | *** Washington Avenue | BAM | BAM | monopole | 120 | 120
| North Haven | *** Washington Avenue | BAM | BAM | monopole | 120 | 120
| North Haven | *** Washington Avenue | BAM/Sprint | BAM | monopole | 104 | 120
| North Haven | *** Washington Avenue | BAM
| North Haven | *** Washington Avenue | Verizon | BAM | monopole | 120 | 120
| North Haven | *** Washington Avenue | Sprint Nextel | Crown Castle | monopole | 117 | 120
Petition No. 879 | North Haven | *** Washington Avenue | Pocket (now MetroPCS) | Crown Castle | monopole | 85 | 120
| North Haven | *** Washington Avenue | Clearwire | Crown Castle | monopole | 105 | 120
| North Haven | *** Washington Avenue | Verizon | Crown Castle | monopole | 117 | 120
| North Haven | *** Washington Avenue | Sprint | Crown Castle | monopole | 105 | 120
| North Haven | *** Washington Avenue | MetroPCS | Crown Castle | monopole |  | 120
| North Haven | *** Washington Avenue | Verizon | Crown Castle | monopole | 117 | 120
| North Haven | *** Washington Avenue | Verizon | Crown Castle | monopole | 117 | 120
| North Haven | *** Washington Avenue | Sprint | Crown Castle | monopole | 105 | 120
| North Haven | *** Washington Avenue | Verizon | Crown Castle | monopole | 117 | 120
| North Haven | *** Washington Avenue | Sprint | Crown Castle | monopole | 106 | 120
| North Haven | *** Washington Avenue | Verizon | Crown Castle | monopole | 117 | 120
| North Haven | *** Washington Avenue | Sprint
| North Haven | *** Washington Avenue | Verizon | Crown Castle | monopole | 117 | 120
| North Haven | *** Washington Avenue | DISH | Crown Castle | monopole | 95 | 120 | yes
| North Haven | *** Universal Drive | BAM | Candid Communications | monopole | 80 | 120
| North Haven | *** Universal Drive | Sprint | Candid Communications | monopole | 100 | 120
| North Haven | *** Universal Drive | Verizon | Candid Communications | monopole | 80 | 120
| North Haven | *** Universal Drive | Nextel | Candid Communications | monopole | 110 | 120
| North Haven | *** Universal Drive | T-Mobile | Candid Communications | monopole | 88 | 120
| North Haven | *** Universal Drive | Cingular | Candid Communications | monopole | 120 | 120
| North Haven | *** Universal Drive | Sprint Nextel | Candid Communications | monopole | 110 | 120
| North Haven | *** Universal Drive | T-Mobile | Candid Communications | monopole | 84 | 120
| North Haven | *** Universal Drive | Pocket (now MetroPCS) | Candid Communications | monopole | 75 | 120
| North Haven | *** Universal Drive | Sprint Nextel | Candid Communications | monopole | 98 | 120
| North Haven | *** Universal Drive | AT&T | Crown Castle | monopole | 120 | 120
| North Haven | *** Universal Drive | Sprint | Crown Castle | monopole | 98 | 120
| North Haven | *** Universal Drive | T-Mobile | Crown Castle | monopole | 84 | 120
| North Haven | *** Universal Drive | Sprint | Crown Castle | monopole | 98 | 120
| North Haven | *** Universal Drive | T-Mobile | Crown Castle | monopole | 84 | 120
| North Haven | *** Universal Drive | AT&T | Crown Castle | monopole | top | 120
| North Haven | *** Universal Drive | T-Mobile | Crown Castle | monopole | 84 | 120
| North Haven | *** Universal Drive | AT&T | Crown Castle | monopole | 121 | 120
| North Haven | *** Universal Drive | T-Mobile | Crown Castle | monopole | 84 | 120
| North Haven | *** Universal Drive | AT&T | Crown Castle | monopole | 120 | 120
| North Haven | *** Universal Drive | AT&T | Crown Castle | monopole | 120 | 120
| North Haven | ** Universal Drive | Verizon | Conrail | self-support lattice | 80 | 80
| North Haven | ** Universal Drive | Verizon | Conrail | self-support lattice | 80 | 80
| North Haven | ** Universal Drive | Verizon | Conrail | self-support lattice | 80 | 80
| North Haven | ** Universal Drive | Verizon | Conrail | self-support lattice | 82 | 80
| North Haven | ** Universal Drive | Verizon | Conrail | self-support lattice | 80 | 80
| North Haven | ** Universal Drive | Verizon | CSX Transportation | self-support lattice | 80 | 80
| North Haven | ** Universal Drive | Verizon | New York Central Lines LLC | self-support lattice | 80 | 80
| North Haven | ** Universal Drive | Verizon | New York Central Lines LLC | self-support lattice | 12 | 80
| North Haven | *** Washington Avenue | SCLP | Candid Communications LLC | monopole | 120 | 120
| North Haven | *** Washington Avenue | XM Satellite Radio | Candid Communications LLC | monopole | 110 | 120
| North Haven | *** Washington Avenue | SNET/Cingular | Candid Communications LLC | monopole | 126 | 120
| North Haven | *** Washington Avenue | AT&T | Candid Communications LLC | monopole |  | 120
| North Haven | *** Washington Avenue | Cingular | Candid Communications LLC | monopole | 121 | 120
| North Haven | *** Washington Avenue | AT&T | Candid Communications LLC | monopole | 110 | 120
| North Haven | *** Washington Avenue | T-Mobile | Candid Communications LLC | monopole | 110 | 120
| North Haven | *** Washington Avenue | AT&T | Candid Communications LLC | monopole | 123 | 120
| North Haven | *** Washington Avenue | T-Mobile | Global Tower Partners | monopole | 109 | 120
| North Haven | *** Washington Avenue | American Tower | American Tower | monopole |  | 120 |  | diesel generator
| North Haven | *** Washington Avenue | AT&T | Candid Communications | monopole | 118 | 120
| North Haven | *** Washington Avenue | T-Mobile | American Tower Corporation | monopole | 109 | 122
| North Haven | *** Washington Avenue | AT&T | American Tower Corporation | monopole | top | 120
| North Haven | *** Washington Avenue | AT&T | American Tower Corporation | monopole | 120 | 120
| North Haven | *** Washington Avenue | AT&T | American Tower | monopole | 120 | 120
Docket No. 44 | North Haven | ** Dwight Street | SNET Cellular | SNET Cellular | monopole | 150 | 150
| North Haven | ** Dwight Street | SNET/SCLP | SNET/SCLP | monopole
| North Haven | ** Dwight Street | SNET/SCLP | SNET/SCLP | monopole |  | 150
| North Haven | ** Dwight Street | BAM | SNET/SCLP | monopole | 135 | 150
| North Haven | ** Dwight Street | Cingular | American Tower Communications | monopole | 153 | 150
| North Haven | ** Dwight Street | Cingular | American Tower Communications | monopole | 153 | 150
| North Haven | ** Dwight Street | Verizon | American Tower Communications | monopole | 140 | 150
| North Haven | ** Dwight Street | Cingular | American Tower Communications | monopole | 153 | 150
| North Haven | ** Dwight Street | Verizon | American Tower | monopole | 108 | 150
| North Haven | ** Dwight Street | Cingular | American Tower | monopole | 153 | 150
| North Haven | ** Dwight Street | Clearwire | American Tower | monopole | 146 | 150
| North Haven | ** Dwight Street | Verizon | American Tower | monopole | 108 | 150
| North Haven | ** Dwight Street | AT&T | American Tower | monopole | 151 | 150
| North Haven | ** Dwight Street | Verizon | American Tower | monopole | 108 | 150
| North Haven | ** Dwight Street | Verizon | American Tower | monopole | 108 | 150
| North Haven | ** Dwight Street | AT&T | American Tower | monopole | 150 | 150
| North Haven | ** Dwight Street | Verizon | American Tower | monopole | 108 | 150
| North Haven | ** Dwight Street | AT&T | American Tower | monopole | 150 | 150
| North Haven | ** Dwight Street | Sprint | American Tower | monopole | 142 | 150
| North Haven | ** Dwight Street | Sprint | American Tower | monopole | 142 | 150
| North Haven | ** Dwight Street | AT&T | American Tower | monopole | 150 | 150 | NA
| North Haven | ** Dwight Street | AT&T | American Tower | monopole | 150 | 150 | yes
| North Haven | * Dwight Street | Omni | American Tower Communications | monopole | 130 | 150
| North Haven | * Dwight Street | ATT Wireless | American Tower Communications | monopole | 140 | 150
| North Haven | * Dwight Street | ATT Wireless | American Tower Communications | monopole |  | 150
| North Haven | * Dwight Street | T-Mobile | Nextel | monopole | 130 | 150
| North Haven | * Dwight Street | AT&T | Nextel | monopole |  | 150
| North Haven | * Dwight Street | Cingular/AT&T | Nextel | monopole | 140 | 150
| North Haven | * Dwight Street | Sprint/Nextel | American Tower | monopole | 150 | 150
| North Haven | * Dwight Street | Pocket (now MetroPCS) | American Tower | monopole | 120 | 150
| North Haven | * Dwight Street | T-Mobile | American Tower | monopole | 130 | 150
| North Haven | * Dwight Street | Clearwire | American Tower | monopole | 140 | 150
| North Haven | * Dwight Street | MetroPCS | American Tower | monopole |  | 150
| North Haven | * Dwight Street | T-Mobile | American Tower | monopole | 125 | 150
| North Haven | * Dwight Street | T-Mobile | American Tower Corporation | monopole | 130 | 150
| North Haven | * Dwight Street | T-Mobile | American Tower Corporation | monopole | 130 | 150
| North Haven | *** Sackett Point Road | T-Mobile | T-Mobile USA | monopole | 53 | 56
Docket No. 384 | North Haven | ** Devine Street | Pocket (now MetroPCS) | Phoenix | monopole | 117 | 120
| North Haven | ** Devine Street |  | Florida Tower Partners | monopole |  | 120
| North Haven | ** Devine Street | MetroPCS | Florida Tower Partners | monopole | 117 | 120
| North Haven | ** Devine Street | MetroPCS | Florida Tower Partners | monopole |  | 120
| North Haven | ** Devine Street | AT&T | Florida Tower Partners | monopole | 107 | 120 |  | diesel generator
Petition No. 1089 | North Haven | ** Devine Street | Verizon | Florida Tower Partners | monopole | 130 | 130 |  | propane generator
| North Haven | ** Devine Street | AT&T | Florida Tower Partners | monopole | 107 | 120
| North Haven | ** Devine Street | MetroPCS/T-Mobile | Florida Tower Partners | monopole | 117 | 120
| North Haven | ** Devine Street | T-Mobile | Florida Tower Partners | monopole | 117 | 120
| North Haven | ** Devine Street |  | American Towers LLC | monopole |  | 120
| North Haven | ** Devine Street | Verizon | American Tower Corporation | monopole | 130 | 130
| North Haven | ** Devine Street | AT&T | American Tower | monopole | 107 | 130
| North Haven | ** Devine Street | Verizon | American Tower | monopole | 129 | 130
| North Haven | ** Devine Street | T-Mobile | American Tower | monopole | 119 | 130
| North Haven | ** Devine Street | AT&T | American Tower | monopole | 107 | 130
| North Haven | ** Devine Street | ATC | American Tower
| North Haven | ** Devine Street | T-Mobile | American Tower | monopole | 119 | 130
| North Haven | ** Devine Street | DISH | American Tower | monopole | 96 | 130 | yes
Docket No. 227 | North Haven | ** Stoddard Avenue | AT&T | Stoddard Ave, Inc. | monopole | 178 | 180
Docket No. 227 | North Haven | ** Stoddard Avenue | Nextel | Stoddard Ave, Inc. | monopole | 160 | 180
Petition No. 737 | North Haven | Clintonville Road (#****B) | Cingular | CL&P | utility pole | 100 | 100
Docket No. 91 | North Stonington | *** Wintechog Hill Road | SCLP | Gerald Goguen | self-support lattice |  | 250
| North Stonington | *** Wintechog Hill Road | SNET Cellular | Gerald Goguen | self-support lattice
| North Stonington | *** Wintechog Hill Road | SNET Cellular | Gerald Goguen | self-support lattice | 163.6 | 250
| North Stonington | *** Wintechog Hill Road | SCLP | Gerald Goguen | self-support lattice | 135 & 165 | 250
| North Stonington | *** Wintechog Hill Road | SCLP | Gerald Goguen | self-support lattice | 150 & 180 | 250
| North Stonington | *** Wintechog Hill Road | Omni | American Tower Systems | self-support lattice | 120.5 | 250
| North Stonington | *** Wintechog Hill Road | Nextel | American Tower Management, Inc | self-support lattice | 210 | 250
| North Stonington | *** Wintechog Hill Road | VoiceStream | American Tower Co. | self-support lattice | 228 | 250
| North Stonington | *** Wintechog Hill Road | AT&T Wireless | American Tower Management, Inc | self-support lattice | 140 | 250
| North Stonington | *** Wintechog Hill Road | T-Mobile | American Tower Management, Inc | self-support lattice | 120.5 | 250
| North Stonington | *** Wintechog Hill Road | Cingular | Gerald Goguen | self-support lattice | 172 | 250
| North Stonington | *** Wintechog Hill Road | Cingular/AT&T | Gerald Goguen | self-support lattice | 140 | 250
| North Stonington | *** Wintechog Hill Road | Cingular | Gerald Goguen | self-support lattice | 172 | 250
| North Stonington | *** Wintechog Hill Road | MetroPCS | Gerald Goguen | self-support lattice | 155 | 250
| North Stonington | *** Wintechog Hill Road | AT&T | American Tower | self-support lattice | 175 | 250
| North Stonington | *** Wintechog Hill Road | (American Tower) | American Tower | self-support lattice |  | 250 |  | diesel generator
| North Stonington | *** Wintechog Hill Road | T-Mobile | American Tower | self-support lattice | 225 | 250
| North Stonington | *** Wintechog Hill Road | T-Mobile | American Tower | self-support lattice | 225 | 250
| North Stonington | *** Wintechog Hill Road | Sprint | American Tower | self-support lattice | 249 | 250
| North Stonington | *** Wintechog Hill Road | Sprint | American Tower | self-support lattice | 246 | 250
| North Stonington | *** Wintechog Hill Road | T-Mobile | American Tower | self-support lattice | 225 | 250
| North Stonington | *** Wintechog Hill Road | AT&T | American Tower | self-support lattice | 175 | 250 | yes
| North Stonington | *** Wintechog Hill Road | DISH | American Tower | self-support lattice | 165 | 250 | yes
| North Stonington | *** Wintechog Hill Road | T-Mobile | American Tower | self-support lattice | 225 | 250 | yes
| North Stonington | *** Wintechog Hill Road | Verizon | American Tower | self-support lattice | 184 | 250 | yes
| North Stonington | *** Norwich Westerly Road | AT&T Wireless | SBA | monopole | 107 | 150
| North Stonington | *** Norwich Westerly Road | T-Mobile | SBA | monopole | 147.5 | 150
| North Stonington | *** Norwich Westerly Road | Verizon | SBA | monopole | 137 | 150
| North Stonington | *** Norwich Westerly Road | EMF Broadcasting | SBA | monopole | 92 | 150
| North Stonington | *** Norwich Westerly Road | Verizon | SBA | monopole | 137 | 150
| North Stonington | *** Norwich Westerly Road | Cingular | SBA | monopole | 107 | 150
| North Stonington | *** Norwich Westerly Road | Verizon | SBA | monopole | 137 | 150
| North Stonington | *** Norwich Westerly Road | AT&T | SBA | monopole | 107 | 150
| North Stonington | *** Norwich Westerly Road | Sprint | SBA | monopole |  | 150
| North Stonington | *** Norwich Westerly Road | T-Mobile | SBA | monopole | 147 | 150
| North Stonington | *** Norwich Westerly Road | T-Mobile | SBA | monopole | 147 | 150
| North Stonington | *** Norwich Westerly Road | Sprint | SBA | monopole | 117, 120 | 150
| North Stonington | *** Norwich Westerly Road | T-Mobile | SBA | monopole | 147 | 150
| North Stonington | *** Norwich Westerly Road | AT&T | SBA | monopole | 107 | 150
| North Stonington | *** Norwich Westerly Road | DISH | SBA | monopole | 127 | 150 | yes
| North Stonington | *** Norwich Westerly Road | T-Mobile | SBA | monopole | 147 | 150 | yes
| North Stonington | *** Norwich Westerly Road | AT&T | SBA | monopole |  | 150 | yes | diesel generator
| North Stonington | *** Boom Bridge Road | SNET/SCLP | Wireless Sol. | guyed-lattice | 175-180 | 180
| North Stonington | *** Boom Bridge Road | AT&T Wireless | Wireless Sol. | guyed-lattice | 110 | 180
| North Stonington | *** Boom Bridge Road | Cingular | Wireless Sol. | guyed-lattice | 180 | 180
| North Stonington | *** Boom Bridge Road | Verizon | Wireless Sol. | guyed-lattice | 136 | 180
| North Stonington | *** Boom Bridge Road | Verizon | Wireless Sol. | guyed-lattice | 136 | 180
| North Stonington | *** Boom Bridge Road | AT&T | Wireless Sol. | guyed-lattice | 110 | 180
| North Stonington | *** Boom Bridge Road | Cingular | Wireless Sol. | guyed-lattice | 180 | 180
| North Stonington | *** Boom Bridge Road | MetroPCS | Wireless Sol. | guyed-lattice | 110 | 180
| North Stonington | *** Boom Bridge Road | T-Mobile | Wireless Sol. | guyed-lattice | 117 | 180
| North Stonington | *** Boom Bridge Road | Verizon | Wireless Sol. | guyed-lattice | 136 | 180
| North Stonington | *** Boom Bridge Road | AT&T | Wireless Sol. | guyed-lattice | 180 | 180
| North Stonington | *** Boom Bridge Road | T-Mobile | Wireless Sol. | guyed-lattice | 120 | 180
| North Stonington | *** Boom Bridge Road | T-Mobile | Wireless Sol. | guyed-lattice | 120 | 180
| North Stonington | *** Boom Bridge Road | Sprint | Wireless Sol. | guyed-lattice | 152 | 180
| North Stonington | *** Boom Bridge Road | Sprint | Wireless Sol. | guyed-lattice | 152 | 180
| North Stonington | *** Boom Bridge Road | AT&T | Wireless Sol. | guyed-lattice | 180 | 180
| North Stonington | *** Boom Bridge Road | Verizon | Wireless Sol. | guyed-lattice | 136 | 180
| North Stonington | *** Boom Bridge Road | AT&T | Wireless Sol. | guyed-lattice |  |  |  | diesel generator | 30-kilowatt
| North Stonington | *** Boom Bridge Road | DISH | Wireless Sol. | guyed-lattice | 153 | 180 | yes
Docket No. 214 | North Stonington | **F Clarks Falls Road | Sprint | Sprint Spectrum | monopole | 150 | 150
| North Stonington | **F Clarks Falls Road | Sprint | Crown Castle | monopole |  | 150
| North Stonington | **F Clarks Falls Road | Verizon | Crown Castle | monopole | 140 | 150
| North Stonington | **F Clarks Falls Road | Sprint | Crown Castle | monopole | 150 | 150
Docket No. 420 | North Stonington | ***B Cossaduck Hill Road | AT&T | SBA | monopole | 187 | 190 |  | diesel generator | 210-gallon/48-hour capacity
| North Stonington | ***B Cossaduck Hill Road | Verizon | SBA | monopole | 178 | 190
| North Stonington | ***B Cossaduck Hill Road | Eversource | SBA | monopole | 145 | 190 |  | propane generator | 24-kilowatt
| North Stonington | ***B Cossaduck Hill Road | DISH | SBA | monopole | 168 | 190 | yes
| North Stonington | ***B Cossaduck Hill Road | AT&T | SBA | monopole |  | 190 |  | diesel generator
| North Stonington | Routes ** & I-** | SCLP | James Romanella & Sons | guyed-lattice | 95 | 100
Petition No. 51 | North Stonington | Wintechog Road | Coastal Cable TV |  | guyed-lattice | 250 | 350
| North Stonington | Wintechog Road | BAM | Storer Comm. | guyed-lattice | 185 | 350
| North Stonington | Wintechog Road | BAM | Storer Comm. | guyed-lattice |  | 350
| North Stonington | Wintechog Road | Verizon | Storer Comm. | guyed-lattice | 192 | 350
| North Stonington | Wintechog Road | Verizon | Storer Comm. | guyed-lattice | 184 | 350
| North Stonington | Wintechog Road | Verizon | IWG Towers Assets I | guyed-lattice | 184 | 350
Petition No. 305 | Norwalk | * Filbert Road | BAM | 1st Taxing District, City of Norwalk | water tank | 119 | 130
| Norwalk | * Filbert Road | Verizon | 1st Taxing District, City of Norwalk | water tank | 114 | 130
| Norwalk | * Filbert Road | Verizon | 1st Taxing District, City of Norwalk | water tank | 114 | 130
| Norwalk | * Filbert Road | Verizon | 1st Taxing District, City of Norwalk | water tank | 107, 114 | 130
| Norwalk | * Filbert Road | Verizon | 1st Taxing District, City of Norwalk | water tank | 107, 114 | 130
| Norwalk | * Filbert Road | Verizon | 1st Taxing District, City of Norwalk | water tank | 103, 111 | 130
| Norwalk | * Filbert Road | Verizon | 1st Taxing District, City of Norwalk | water tank | 103, 111 | 130
| Norwalk | * Filbert Road | Verizon | 1st Taxing District, City of Norwalk | water tank | 103, 111 | 130
| Norwalk | * Filbert Road | Verizon | 1st Taxing District, City of Norwalk | water tank | 106 | 130
| Norwalk | * Filbert Road | DISH | 1st Taxing District, City of Norwalk | water tank | 114 | 130 | yes
| Norwalk | ** Willard Road | SCLP | SNET | self-support lattice | 350 | 350
| Norwalk | ** Willard Road | SCLP | SNET | self-support lattice | 65 | 350
| Norwalk | ** Willard Road | SCLP | SNET | self-support lattice | 338 | 350
| Norwalk | ** Willard Road | Sprint | SNET | self-support lattice | 240 | 350
| Norwalk | ** Willard Road | SNET/Destineer Skytel | SNET | self-support lattice | 370 & 200 | 350
| Norwalk | ** Willard Road | SCLP/Pagenet | SNET | self-support lattice | 350 | 350
| Norwalk | ** Willard Road | SNET/SCLP/RAM | SNET/SCLP | self-support lattice | 355 | 350
| Norwalk | ** Willard Road | OMNI | SNET | self-support lattice | 195 | 350
| Norwalk | ** Willard Road | Omni | SNET | self-support lattice | 262 | 350
| Norwalk | ** Willard Road | ARDIS, American Mobile | SNET | self-support lattice | 354.5 | 350
| Norwalk | ** Willard Road | SNET/AT&T Wireless | SNET | self-support lattice | 227.25 | 350
| Norwalk | ** Willard Road | XM Satellite | SNET | self-support lattice | 350(ant);50(dish) | 350
| Norwalk | ** Willard Road | AT&T Wireless | SNET | self-support lattice |  | 350
| Norwalk | ** Willard Road | Cingular | SNET | self-support lattice | 338 | 350
| Norwalk | ** Willard Road | T-Mobile | SNET | self-support lattice | 262 | 350
| Norwalk | ** Willard Road | AT&T Wireless | SNET | self-support lattice |  | 350
| Norwalk | ** Willard Road | Greater Norwalk Amateur Radio Club | SNET | self-support lattice | 350 | 350
| Norwalk | ** Willard Road | WSHU-AM | SBC | self-support lattice |  | 350
| Norwalk | ** Willard Road | New Cingular | RCC Consultants | self-support lattice | 347 | 350
| Norwalk | ** Willard Road | AT&T | RCC Consultants | self-support lattice | 120 | 350
| Norwalk | ** Willard Road | MetroPCS | RCC Consultants | self-support lattice | 230 | 350
| Norwalk | ** Willard Road | MediaFLO | RCC Consultants | self-support lattice | 294 | 350
| Norwalk | ** Willard Road | T-Mobile | RCC Consultants | self-support lattice | 262 | 350
| Norwalk | ** Willard Road | MetroPCS | RCC Consultants | self-support lattice |  | 350 |  | fuel cell backup
| Norwalk | ** Willard Road | Clearwire | RCC Consultants | self-support lattice | 150 | 350
| Norwalk | ** Willard Road | AT&T | AT&T | self-support lattice | 347 | 350
| Norwalk | ** Willard Road | T-Mobile | AT&T | self-support lattice | 262 | 350
| Norwalk | ** Willard Road | Sprint | AT&T | self-support lattice | 244 | 350
| Norwalk | ** Willard Road | Sirius XM Radio | AT&T | self-support lattice |  | 350
| Norwalk | ** Willard Road | AT&T | Frontier Communications | self-support lattice | 347 | 350
| Norwalk | ** Willard Road | AT&T | Frontier Communications | self-support lattice | 347 | 350
| Norwalk | ** Willard Road | T-Mobile | Frontier Communications | self-support lattice | 262 | 350
| Norwalk | ** Willard Road | Sprint | Fuller Development | self-support lattice | 240 | 350
| Norwalk | ** Willard Road | AT&T | Fuller Development | self-support lattice | 350 | 350
| Norwalk | ** Willard Road | T-Mobile | Frontier Communications | self-support lattice | 262 | 350
| Norwalk | ** Willard Road | AT&T | Fuller Development | self-support lattice | 347 | 350
| Norwalk | ** Willard Road | T-Mobile | Fuller Development | self-support lattice | 262 | 350
| Norwalk | ** Willard Road | DISH | Fuller Development | self-support lattice | 200 | 350 | yes
| Norwalk | ** Willard Road | AT&T | Fuller Development | self-support lattice |  | 350 |  | diesel generator | 30kw
| Norwalk | ** Willard Road | AT&T | Fuller Development | self-support lattice | 350 | 350 | yes
Petition No. 284 | Norwalk | *** */* West Rocks Road | BAM | 1st Taxing District, City of Norwalk | water tank | 95 | 95
| Norwalk | *** */* West Rocks Road | BAM | 1st Taxing District, City of Norwalk | water tank | 83 | 95
| Norwalk | *** */* West Rocks Road | SNET/SCLP | 1st Taxing District, City of Norwalk | water tank | 70 | 95
| Norwalk | *** */* West Rocks Road | AT&T Wireless | 1st Taxing District, City of Norwalk | water tank | 127.6 | 115
| Norwalk | *** */* West Rocks Road | Nextel | 1st Taxing District, City of Norwalk | water tank | 117.6 | 115
| Norwalk | *** */* West Rocks Road | AT&T Wireless | 1st Taxing District, City of Norwalk | water tank
| Norwalk | *** */* West Rocks Road | Cingular | 1st Taxing District, City of Norwalk | water tank | 70 | 115
| Norwalk | *** */* West Rocks Road | AT&T Wireless | 1st Taxing District, City of Norwalk | water tank |  | 115
| Norwalk | *** */* West Rocks Road | Verizon | 1st Taxing District, City of Norwalk | water tank | 120 | 115
| Norwalk | *** */* West Rocks Road | New Cingular | 1st Taxing District, City of Norwalk | water tank | 87 | 115
| Norwalk | *** */* West Rocks Road | Verizon | 1st Taxing District, City of Norwalk | water tank | 120 | 115
| Norwalk | *** */* West Rocks Road | Cingular/AT&T | 1st Taxing District, City of Norwalk | water tank | 127 | 115
| Norwalk | *** */* West Rocks Road | Sprint Nextel | 1st Taxing District, City of Norwalk | water tank | 117.5 | 115
| Norwalk | *** */* West Rocks Road | Verizon | 1st Taxing District, City of Norwalk | water tank | 94 | 115
| Norwalk | *** */* West Rocks Road | Verizon | 1st Taxing District, City of Norwalk | water tank | 94 | 115
| Norwalk | *** */* West Rocks Road | Clearwire | 1st Taxing District, City of Norwalk | water tank | 112 | 115
| Norwalk | *** */* West Rocks Road | Sprint | 1st Taxing District, City of Norwalk | water tank | 107 | 115
| Norwalk | *** */* West Rocks Road | T-Mobile | 1st Taxing District, City of Norwalk | water tank | 91, 108 | 115
| Norwalk | *** */* West Rocks Road | AT&T | 1st Taxing District, City of Norwalk | water tank | 110 | 115
| Norwalk | *** */* West Rocks Road | T-Mobile | 1st Taxing District, City of Norwalk | water tank | 92, 108 | 115
| Norwalk | *** */* West Rocks Road | Sprint | 1st Taxing District, City of Norwalk | water tank | 106 | 115
| Norwalk | *** */* West Rocks Road | Verizon | 1st Taxing District, City of Norwalk | water tank | 94 | 115
| Norwalk | *** */* West Rocks Road | AT&T | 1st Taxing District, City of Norwalk | water tank |  | 115 |  | diesel generator
| Norwalk | *** */* West Rocks Road | Verizon | 1st Taxing District, City of Norwalk | water tank | 94 | 115
| Norwalk | *** */* West Rocks Road | AT&T | 1st Taxing District, City of Norwalk | water tank | 108 | 111
| Norwalk | *** */* West Rocks Road | AT&T | 1st Taxing District, City of Norwalk | water tank | 111 | 111
| Norwalk | *** */* West Rocks Road | Sprint | 1st Taxing District, City of Norwalk | water tank | 106 | 115
Docket No. 489 | Norwalk | *** */* West Rocks Road | AT&T | 1st Taxing District, City of Norwalk | monopole | 126 | 130 |  | propane generator | 20-kilowatt
Docket No. 489 | Norwalk | *** */* West Rocks Road | Verizon | 1st Taxing District, City of Norwalk | monopole | 116 | 130 |  | propane generator & battery | 30-kilowatt - 8hrs
Docket No. 489 | Norwalk | *** */* West Rocks Road | T-Mobile | 1st Taxing District, City of Norwalk | monopole | 106 | 130 |  | battery | 8hrs
Docket No. 489 | Norwalk | *** */* West Rocks Road | T-Mobile/Sprint | 1st Taxing District, City of Norwalk | monopole | 96 | 130 |  | battery | 8hrs
Docket No. 489 | Norwalk | *** */* West Rocks Road | 1st Taxing District, City of Norwalk | 1st Taxing District, City of Norwalk | monopole |  | 130
| Norwalk | *** */* West Rocks Road | T-Mobile | 1st Taxing District, City of Norwalk | monopole |  | 130 |  | diesel generator | 48Kw - 233gallon
| Norwalk | *** */* West Rocks Road | T-Mobile | 1st Taxing District, City of Norwalk | monopole | 106 | 130 | yes
| Norwalk | *** */* West Rocks Road | DISH | 1st Taxing District, City of Norwalk | monopole | 96 | 130 | yes
| Norwalk | *** */* West Rocks Road | Verizon | 1st Taxing District, City of Norwalk | monopole | 116 | 130
Petition No. 1377 | Norwalk | *** Main Street | AT&T | Eversource | utility pole | 34 | 34
Petition No. 1156 | Norwalk | * Tindall Avenue | Eversource | Eversource | self-support lattice | 150 | 150 |  | natural gas generator | 100-kVA
| Norwalk | * Tindall Avenue | Verizon | Eversource | self-support lattice | 110 | 150
| Norwalk | * Tindall Avenue | Eversource | Eversource | self-support lattice | 147 | 150
| Norwalk | * Tindall Avenue | Verizon | Eversource | self-support lattice | 110 | 150 | yes
Petition No. 621 | Norwalk | *** Highland Avenue | Sprint | CL&P | utility pole | 99.5 | 100
Docket No. 442 | Norwalk | *** New Canaan Avenue | AT&T | AT&T | monopole | 127, 137 | 140 |  | 50 kW diesel generator | 48 hours
| Norwalk | *** New Canaan Avenue | AT&T | AT&T | monopole | 127, 137 | 140 | yes
| Norwalk | *** New Canaan Avenue | DISH | AT&T | monopole | 117 | 140 | yes
Docket No. 442 | Norwalk | *** New Canaan Avenue | AT&T | AT&T | monopole | 127, 137 | 140
Docket No. 442 | Norwalk | *** New Canaan Avenue | Verizon | AT&T | monopole | 107, 117 | 140 |  | diesel generator | 4 days
Petition No. 483 | Norwalk | *** Rowayton Avenue | AT&T Wireless | CL&P | monopole | 98 | 95
| Norwalk | *** Rowayton Avenue | AT&T Wireless | CL&P
| Norwalk | *** Rowayton Avenue | AT&T Wireless | CL&P | monopole |  | 95
| Norwalk | *** Rowayton Avenue | Cingular | CL&P | monopole | 103 | 95
| Norwalk | *** Rowayton Avenue | AT&T | CL&P | monopole | 105 | 95
| Norwalk | *** Rowayton Avenue | AT&T | Eversource | monopole | 103 | 95
| Norwalk | *** Rowayton Avenue | AT&T | Eversource | monopole | 103 | 95 | yes
Petition No. 78 | Norwalk | ** Fairview Avenue | Cablevision of Ct | Overlook Terrace, apt build | rooftop | 73 | 67
Petition No. 167 | Norwalk | ** Fairview Avenue | Cablevision of Ct | Overlook Terrace, apt build | rooftop |  | 67
Docket No. 73 | Norwalk | ** Rockland Road | BAM | BAM | self-support lattice | 178 | 180
| Norwalk | ** Rockland Road | BAM | BAM | self-support lattice | 150 | 180
| Norwalk | ** Rockland Road | BAM | BAM | self-support lattice | 171 | 180
| Norwalk | ** Rockland Road | Bam/Nextel | BAM | self-support lattice | 143 | 180
| Norwalk | ** Rockland Road | BAM/SCLP | BAM | self-support lattice | 102 | 180
| Norwalk | ** Rockland Road | BAM
| Norwalk | ** Rockland Road | BAM | Crown | self-support lattice | 130 | 180
| Norwalk | ** Rockland Road | Omni | Crown | self-support lattice | 170 | 180
| Norwalk | ** Rockland Road | VoiceStream | Crown | self-support lattice | 170 | 180
| Norwalk | ** Rockland Road | Northcoast | Crown | self-support lattice | 115 | 180
| Norwalk | ** Rockland Road | Cingular | Crown | self-support lattice | 102 | 180
| Norwalk | ** Rockland Road | T-Mobile | Crown | self-support lattice | 170 | 180
| Norwalk | ** Rockland Road | Verizon | Crown | self-support lattice | 129 | 180
| Norwalk | ** Rockland Road | Sprint | Crown | self-support lattice | 145 | 180
| Norwalk | ** Rockland Road | Verizon | Crown | self-support lattice | 152 | 180
| Norwalk | ** Rockland Road | New Cingular | Crown | self-support lattice | 108 | 180
| Norwalk | ** Rockland Road | Sprint Nextel | Crown | self-support lattice | 135 | 180
| Norwalk | ** Rockland Road | MetroPCS | Crown | self-support lattice | 115 | 180
| Norwalk | ** Rockland Road | T-Mobile | Crown | self-support lattice | 170 | 180
| Norwalk | ** Rockland Road | Clearwire | Crown | self-support lattice | 135 | 180
| Norwalk | ** Rockland Road | Verizon | Crown | self-support lattice | 125 | 180
| Norwalk | ** Rockland Road | T-Mobile | Crown | self-support lattice | 170 | 180
| Norwalk | ** Rockland Road | Sprint | Crown | self-support lattice | 145 | 180
| Norwalk | ** Rockland Road | AT&T | Crown | self-support lattice | 100 | 180
| Norwalk | ** Rockland Road | Sprint | Crown Castle | self-support lattice | 145 | 180
| Norwalk | ** Rockland Road | T-Mobile | Crown Castle | self-support lattice | 173 | 180
| Norwalk | ** Rockland Road | Verizon | Crown Castle | self-support lattice | 128 | 180
| Norwalk | ** Rockland Road | Sprint | Crown Castle | self-support lattice | 148 | 180
| Norwalk | ** Rockland Road | AT&T | Crown Castle | self-support lattice | 117 | 180
| Norwalk | ** Rockland Road | T-Mobile | Crown Castle | self-support lattice | 173 | 180
| Norwalk | ** Rockland Road | Verizon | Crown Castle | self-support lattice | 128 | 180
| Norwalk | ** Rockland Road | T-Mobile | Crown Castle | self-support lattice | 173 | 180
| Norwalk | ** Rockland Road | AT&T | Crown Castle | self-support lattice | 102 | 180
| Norwalk | ** Rockland Road | Sprint | Crown Castle | self-support lattice | 148 | 180
| Norwalk | ** Rockland Road | Verizon | Crown Castle | self-support lattice | 128 | 180
| Norwalk | ** Rockland Road | AT&T | Crown Castle | self-support lattice | 163 | 180
| Norwalk | ** Rockland Road | T-Mobile | Crown Castle | self-support lattice | 173 | 180
| Norwalk | ** Rockland Road | T-Mobile | Crown Castle | self-support lattice | 173 | 180
| Norwalk | ** Rockland Road | AT&T | Crown Castle | self-support lattice | 161 | 180
| Norwalk | ** Rockland Road | DISH | Crown Castle | self-support lattice | 178 | 180 | yes
| Norwalk | ** Rockland Road | Verizon | Crown Castle | self-support lattice | 128 | 180 | yes
| Norwalk | ** Rockland Road | AT&T | Crown Castle | self-support lattice | 161 | 180 | yes
| Norwalk | * Shirley Street | SCLP | Commodore Media of Norwalk | guyed-lattice | 75 | 376
| Norwalk | * Shirley Street | Cingular | Commodore Media of Norwalk | guyed-lattice | 75 | 376
| Norwalk | * Shirley Street | Clearwire | Commodore Media of Norwalk | guyed-lattice | 155 | 376
| Norwalk | * Shirley Street | AT&T | Commodore Media of Norwalk | guyed-lattice |  | 376 |  | generator
| Norwalk | * Shirley Street | AT&T | Cox Radio | guyed-lattice | 81 | 376
| Norwalk | * Shirley Street | Verizon | Connoisseur Media of CT | guyed-lattice | 101 | 376 |  | diesel generator
| Norwalk | * Shirley Street | AT&T | CTI Towers Assets II, LLC | guyed-lattice | 81 | 376
| Norwalk | * Shirley Street | AT&T | CTI Towers Assets II, LLC | guyed-lattice | 81 | 376
| Norwalk | * Shirley Street | Verizon | CTI Towers Assets II, LLC | guyed-lattice |  |  |  | diesel generator | 60-kilowatt
| Norwalk | * Shirley Street | DISH | CTI Towers Assets II, LLC | guyed-lattice | 110 | 376 | yes
Docket No. 45 | Norwalk | *** Connecticut Avenue | SNET Cellular | SNET Cellular | monopole | 150 | 150
| Norwalk | *** Connecticut Avenue | SNET/SCLP | SNET/SCLP | monopole
| Norwalk | *** Connecticut Avenue | Cingular | SNET Cellular | monopole | 150 | 150
| Norwalk | *** Connecticut Avenue | Cingular | SNET Cellular | monopole | 153 | 150
| Norwalk | *** Connecticut Avenue | AT&T | SNET Cellular | monopole | 150 | 150
| Norwalk | *** Connecticut Avenue | AT&T | Crown Castle | monopole | 150 | 150
| Norwalk | *** Connecticut Avenue | AT&T | Crown Castle | monopole | 150 | 150
| Norwalk | *** Connecticut Avenue | AT&T | Crown Castle | monopole | 150 | 150
Petition No. 1632 | Norwalk | *** Main Avenue | AT&T | Eversource | utility pole | 36 | 34 | yes
Petition No. 459 | Norwalk | Charles Marshall Drive | Sprint | CL&P | utility pole | 103.5 | 95
Petition No. 974 | Norwalk | Charles Marshall Drive | T-Mobile | CL&P | utility pole | 113.5 | 95
| Norwalk | Charles Marshall Drive | Sprint Nextel | CL&P | utility pole | 103 | 95
| Norwalk | Charles Marshall Drive | Sprint | CL&P | utility pole | 103 | 95
| Norwalk | Charles Marshall Drive | T-Mobile | CL&P | utility pole | 113.5 | 95
| Norwalk | Norwalk Harbor Station | CL&P/NU | CL&P/NU | o |  | 185
Petitin No. 446 | Norwalk | ** Willruss Court | AT&T Wireless | CL&P | utility pole | 104 | 94
| Norwalk | ** Willruss Court | AT&T Wireless | CL&P | utility pole | n/a | 94
| Norwalk | ** Willruss Court | AT&T Wireless | CL&P | utility pole | n/a | 94
Petition No. 734 | Norwalk | ** Willruss Court | T-Mobile | CL&P | utility pole | 104, 114 | 94
| Norwalk | ** Willruss Court | Cingular (AT&T)/T-Mobile | CL&P | utility pole | 104, 114 | 94
| Norwalk | ** Willruss Court | AT&T | CL&P | utility pole | 104 | 94
| Norwalk | ** Willruss Court | T-Mobile | Eversource | utility pole | 114 | 94
| Norwalk | ** Willruss Court | T-Mobile | Eversource | utility pole | 114 | 94
| Norwalk | ** Willruss Court | T-Mobile | Eversource | utility pole | 114 | 94
| Norwalk | ** Willruss Court | AT&T | Eversource | utility pole | 105 | 94
| Norwalk | ** Willruss Court | AT&T | Eversource | utility pole | 105 | 94
| Norwich | * Chestnut Street | OMNI | SNET | self-support lattice/bmonopole | 80 | 81
| Norwich | * Chestnut Street | T-Mobile | SNET | self-support lattice/bmonopole | 80 | 93
| Norwich | * Chestnut Street | T-Mobile | SNET | self-support lattice/bmonopole | 83 | 93
| Norwich | * Chestnut Street | T-Mobile | Frontier Communications | self-support lattice/bmonopole | 100.5 | 93
Petition No. 595 | Norwich | *** Old Salem Road | Sprint | CL&P | utility pole | 83 | 88
| Norwich | *** Old Salem Road | Sprint | CL&P | utility pole | 85 | 88
| Norwich | *** Old Salem Road | Sprint | CL&P | utility pole | 85 | 88
| Norwich | *** Old Salem Road | T-Mobile | CL&P | utility pole | 85 | 88 | yes
| Norwich | * Hinckley Hill Road (Rear) | Verizon | Cordless Data Transfer | self-support lattice | 131.5 | 150 |  | diesel generator
| Norwich | * Hinckley Hill Road (Rear) | AT&T | Cordless Data Transfer | self-support lattice | 115 | 150
Petition No. 579 | Norwich | * Hinckley Hill Road (Rear) | T-Mobile | Cordless Data Transfer | self-support lattice | 153 | 150
| Norwich | * Hinckley Hill Road (Rear) | Verizon | Cordless Data Transfer | self-support lattice | 127.5 | 150
| Norwich | * Hinckley Hill Road (Rear) | Cingular | Cordless Data Transfer | self-support lattice | 115 | 150
| Norwich | * Hinckley Hill Road (Rear) | T-Mobile | Cordless Data Transfer | self-support lattice | 150 | 150
| Norwich | * Hinckley Hill Road (Rear) | MetroPCS | Cordless Data Transfer | self-support lattice | 105 | 150
| Norwich | * Hinckley Hill Road (Rear) | Verizon | Cordless Data Transfer | self-support lattice | 127.5 | 150
| Norwich | * Hinckley Hill Road (Rear) | Verizon | Cordless Data Transfer | self-support lattice | 127.5 | 150
| Norwich | * Hinckley Hill Road (Rear) | AT&T | Cordless Data Transfer | self-support lattice | 115 | 150
| Norwich | * Hinckley Hill Road (Rear) | Verizon | Cordless Data Transfer | self-support lattice | 127.5 | 150
| Norwich | * Hinckley Hill Road (Rear) | Sprint | Cordless Data Transfer | self-support lattice | 140 | 150
| Norwich | * Hinckley Hill Road (Rear) | Sprint | Cordless Data Transfer | self-support lattice | 140 | 150
| Norwich | * Hinckley Hill Road (Rear) | T-Mobile | Cordless Data Transfer | self-support lattice | 150 | 150
| Norwich | * Hinckley Hill Road (Rear) | Verizon | Cordless Data Transfer | self-support lattice | 127.5 | 150
| Norwich | * Hinckley Hill Road (Rear) | T-Mobile | Cordless Data Transfer | self-support lattice | 150 | 150
| Norwich | * Hinckley Hill Road (Rear) | AT&T | Cordless Data Transfer | self-support lattice | 115 | 150
| Norwich | * Hinckley Hill Road (Rear) | AT&T | Cordless Data Transfer | self-support lattice | 115 | 150
| Norwich | * Hinckley Hill Road (Rear) | Sprint | Cordless Data Transfer | self-support lattice | 140 | 150
| Norwich | * Hinckley Hill Road (Rear) | T-Mobile | Cordless Data Transfer | self-support lattice | 148 | 150 |  | diesel generator | 15-kW
| Norwich | * Hinckley Hill Road (Rear) | Verizon | Cordless Data Transfer | self-support lattice | 128 | 150
| Norwich | * Hinckley Hill Road (Rear) | AT&T | Cordless Data Transfer | self-support lattice | 115 | 150 | yes
| Norwich | * Hinckley Hill Road (Rear) | DISH | Cordless Data Transfer | self-support lattice | 105 | 150 | yes
| Norwich | * Hinckley Hill Road (Rear) | Verizon | Cordless Data Transfer | self-support lattice | 128 | 150 | yes
| Norwich | * Hinckley Hill Road (Rear) | AT&T | Cordless Data Transfer | self-support lattice |  |  |  | diesel generator | 30-kilowatt
Docket No. 270 | Norwich | *** North Wawecus Hill Road | AT&T | AT&T | monopole | 140 | 140
| Norwich | *** North Wawecus Hill Road | New Cingular | Wireless Solutions | monopole | 127 | 140
| Norwich | *** North Wawecus Hill Road | T-Mobile | Wireless Solutions | monopole | 137 | 140
| Norwich | *** North Wawecus Hill Road | New Cingular | Wireless Solutions | monopole | 127 | 140
| Norwich | *** North Wawecus Hill Road | n/a | Florida Tower Partners | monopole | n/a | 140
| Norwich | *** North Wawecus Hill Road | MetroPCS | Florida Tower Partners | monopole | 127 | 140
| Norwich | *** North Wawecus Hill Road | T-Mobile | Florida Tower Partners | monopole | 137 | 140
| Norwich | *** North Wawecus Hill Road | Verizon | Florida Tower Partners | monopole | 116 | 140
| Norwich | *** North Wawecus Hill Road | T-Mobile | American Tower | monopole | 137 | 140
| Norwich | *** North Wawecus Hill Road | Verizon | American Tower Corporation | monopole | 116 | 140
| Norwich | *** North Wawecus Hill Road | T-Mobile | American Tower Corporation | monopole | 137 | 140
| Norwich | *** North Wawecus Hill Road | Verizon | American Tower Corporation | monopole | 116 | 140
| Norwich | *** North Wawecus Hill Road | American Tower Corporation | AT&T Wireless PCS, LLC |  |  |  |  | diesel generator | 80-kilowatt
| Norwich | *** North Wawecus Hill Road | Verizon | American Tower Corporation | monopole | 116 | 140
| Norwich | *** North Wawecus Hill Road | T-Mobile | American Tower Corporation | monopole | 137 | 140
| Norwich | *** North Wawecus Hill Road | Verizon | American Tower Corporation | monopole | 116 | 140
| Norwich | *** North Wawecus Hill Road | DISH | American Tower Corporation | monopole | 104 | 140 | yes
| Norwich | *** North Wawecus Hill Road | Verizon | American Tower Corporation | monopole | 116 | 140
| Norwich | *** Rogers Road | SCLP/Omni | SNET/SCLP | monopole
Docket No. 87 | Norwich | *** Rogers Road | SCLP/Omni | SNET Cellular | monopole | 162 | 150
| Norwich | *** Rogers Road | Nextwave | American Tower | monopole | 139 | 150
| Norwich | *** Rogers Road | Cingular | SNET Cellular | monopole | 154 | 150
| Norwich | *** Rogers Road | Cingular | SNET Cellular | monopole | 154 | 150
| Norwich | *** Rogers Road | AT&T | American Tower | monopole | 154 | 150
| Norwich | *** Rogers Road | T-Mobile | American Tower | monopole | 140 | 150
| Norwich | *** Rogers Road | AT&T | American Tower | monopole | 154 | 150
| Norwich | *** Rogers Road | AT&T | American Tower | monopole |  |  |  | diesel generator | 30-kilowatt
| Norwich | *** Rogers Road | AT&T | American Tower | monopole | 154 | 150
Petition No. 1364 | Norwich | *** Main Street | Verizon |  | bmonopole | 86.5 | 80
| Norwich | *** Plain Hill Road | SCLP | SBA | monopole | 147 | 180
| Norwich | *** Plain Hill Road | Verizon | VoiceStream | monopole | 150 | 190 |  | diesel generator
| Norwich | *** Plain Hill Road | AT&T | SBA | monopole | 132 | 180
| Norwich | *** Plain Hill Road | Cingular | SBA | monopole | 142 | 180
| Norwich | *** Plain Hill Road | Cingular/AT&T | SBA | monopole | 132 | 180
| Norwich | *** Plain Hill Road | Cingular | SBA | monopole | 142 | 180
| Norwich | *** Plain Hill Road | Verizon | SBA | monopole | 152 | 180
| Norwich | *** Plain Hill Road | Sprint | SBA | monopole |  | 180 |  | fuel cell backup
| Norwich | *** Plain Hill Road | AT&T | SBA | monopole | 147 | 180
| Norwich | *** Plain Hill Road | Verizon | SBA | monopole | 152 | 180
| Norwich | *** Plain Hill Road | Sprint | SBA | monopole | 171 | 180
| Norwich | *** Plain Hill Road | AT&T | SBA | monopole |  | 180 |  | diesel generator
| Norwich | *** Plain Hill Road | Sprint | SBA | monopole | 171 | 180
| Norwich | *** Plain Hill Road | Verizon | SBA | monopole | 152 | 180
| Norwich | *** Plain Hill Road | Verizon | SBA | monopole | 159 | 180
| Norwich | *** Plain Hill Road | AT&T | SBA | monopole | 147 | 180
| Norwich | *** Plain Hill Road | Sprint | SBA | monopole | 171 | 180
| Norwich | *** Plain Hill Road | AT&T | SBA | monopole | 147 | 180
| Norwich | *** Plain Hill Road | DISH | SBA | monopole | 137 | 180 | yes
| Norwich | *** Plain Hill Road | T-Mobile | SBA | monopole | 171 | 180 | yes
Docket No. 365 | Norwich | ** Maennerchor Avenue | T-Mobile | Optasite | monopole | 117 | 120
| Norwich | ** Maennerchor Avenue | MetroPCS | Optasite | monopole | 110 | 120
Petition No. 1036 | Norwich | ** Maennerchor Avenue | AT&T | Optasite | monopole | 127 | 130
| Norwich | ** Maennerchor Avenue | AT&T | Optasite | monopole | 127 | 130
| Norwich | ** Maennerchor Avenue | Verizon | Optasite | monopole | 100 | 130
| Norwich | ** Maennerchor Avenue | T-Mobile | SBA | monopole | 117 | 119
| Norwich | ** Maennerchor Avenue | AT&T | SBA | monopole | 127 | 130
| Norwich | ** Maennerchor Avenue | AT&T | SBA | monopole | top | 128
| Norwich | ** Maennerchor Avenue | T-Mobile | SBA | monopole | 117 | 128 | yes
| Norwich | ** Maennerchor Avenue | DISH | SBA | monopole | 91 | 128 | yes
| Norwich | ** Maennerchor Avenue | Verizon | SBA | monopole | 100 | 128 | yes
Docket No. 30 | Norwich | *** Plain Hill Road | Century Norwich Corp | Century Norwich Corp | guyed-lattice |  | 300
| Norwich | *** Plain Hill Road | BAM | Century Norwich Corp. | guyed-lattice | 190 | 300
| Norwich | *** Plain Hill Road |  | IWG Towers Assets I | guyed-lattice |  | 300
| Norwich | ** Clinton Avenue | AT&T | VoiceStream | monopole | 125 | 150
| Norwich | ** Clinton Avenue | Cingular | VoiceStream | monopole | 125 | 150
| Norwich | ** Clinton Avenue | Cingular | VoiceStream | monopole |  | 150
| Norwich | ** Clinton Avenue | MetroPCS | VoiceStream | monopole | 115 | 150
| Norwich | ** Clinton Avenue | T-Mobile | T-Mobile | monopole | 142 | 150
| Norwich | ** Clinton Avenue | AT&T | Crown Castle | monopole | 128 | 150
| Norwich | ** Clinton Avenue | T-Mobile | Crown Castle | monopole | 137 | 150
PETITION No. 1133 | Norwich | ** Clinton Avenue | Verizon | Crown Castle | monopole | 60 | 150
| Norwich | ** Clinton Avenue | AT&T | Crown Castle | monopole | 125 | 150
| Norwich | ** Clinton Avenue | T-Mobile | Crown Castle | monopole | 142 | 150
| Norwich | ** Clinton Avenue | AT&T | Crown Castle | monopole |  |  |  | diesel generator | 20-kilowatt
| Norwich | ** Clinton Avenue | AT&T | Crown Castle | monopole | 125 | 150
| Norwich | ** Clinton Avenue | AT&T | Crown Castle | monopole | 125 | 150 | yes
Petiton No. 1571 | Norwich | ** Clinton Avenue | DISH | Crown Castle | monopole | 106 | 150 | yes
Docket 491 | Norwich | *** Yantic Lane | Verizon | Verizon | monopole | 110 | 110 | yes | propane generator | 25-kilowatts
| Norwich | *** Yantic Lane |  | Verizon | monopole |  | 110
| Norwich | Eastern District HQ, Site #** | DPS | DPS | bmonopole | 89 | 12
Docket No. 202 | Old Lyme | *** Mile Creek Road | Verizon | Cellco & Crown | monopole | 157.5 | 160
| Old Lyme | *** Mile Creek Road |  | Cellco | monopole |  | 160
| Old Lyme | *** Mile Creek Road | Cingular | Cellco | monopole | 137.5 | 160
| Old Lyme | *** Mile Creek Road | Cingular | Cellco | monopole | 136 | 160
| Old Lyme | *** Mile Creek Road | Verizon | Cellco | monopole | 157.5 | 160
Petition No. 877 | Old Lyme | *** Mile Creek Road | T-Mobile | Cellco | monopole | 170 | 170
| Old Lyme | *** Mile Creek Road | AT&T | Cellco | monopole | 140 | 170
| Old Lyme | *** Mile Creek Road | AT&T | Cellco | monopole |  | 170 |  | generator
| Old Lyme | *** Mile Creek Road | Verizon | Cellco | monopole | 158 | 170
| Old Lyme | *** Mile Creek Road | T-Mobile | Cellco | monopole | 170 | 170
| Old Lyme | *** Mile Creek Road | Verizon | Cellco | monopole | 161 | 170
| Old Lyme | *** Mile Creek Road | Sprint | American Tower | monopole | 149 | 170
| Old Lyme | *** Mile Creek Road | Sprint | American Tower | monopole | 147.5 | 170
| Old Lyme | *** Mile Creek Road | T-Mobile | Cellco | monopole | 170 | 170
| Old Lyme | *** Mile Creek Road | AT&T | Cellco | monopole | 140 | 170
| Old Lyme | *** Whippoorwill Road | SNET/SCLP | Mr. & Mrs. Andrew Pfeiffer | guyed-lattice | 93 | 100
| Old Lyme | *** Whippoorwill Road | BAM | Mr. & Mrs. Andrew Pfeiffer | guyed-lattice | 78 | 100
| Old Lyme | *** Boston Post Road | Verizon | Crown Castle | monopole | 90 | 110
| Old Lyme | *** Boston Post Road | MetroPCS | Crown Castle | monopole | 108 | 110
| Old Lyme | *** Boston Post Road | Sprint | Crown Castle | monopole | n/a | 110
| Old Lyme | *** Boston Post Road | Verizon | Crown Castle | monopole | 88 | 110
| Old Lyme | *** Boston Post Road | Sprint | Crown Castle | monopole | 100 | 110
Petition No. 1388 | Old Lyme | *** Boston Post Road | AT&T | Crown Castle | monopole | 127 | 135 |  | diesel generator | 20-kilowatt
Docket No. 391 | Old Lyme | *** Shore Road | T-Mobile | T-Mobile | monopole | 100 | 110
Docket No. 391 | Old Lyme | *** Shore Road | AT&T | T-Mobile | monopole | 110 | 110
Docket No. 391 | Old Lyme | *** Shore Road | Verizon | T-Mobile | monopole | 90 | 110
| Old Lyme | *** Shore Road | T-Mobile | Bay Communications | monopole | 99 | 110
| Old Lyme | *** Shore Road | Verizon | Bay Communications | monopole | 90 | 110
| Old Lyme | *** Shore Road |  | American Towers LLC | monopole
| Old Lyme | *** Shore Road | T-Mobile | American Towers LLC | monopole | 99 | 110
| Old Lyme | *** Shore Road | AT&T | American Towers LLC | monopole | 109 | 110 |  | diesel generator | 20-kilowatt
| Old Lyme | ** Short Hills Road | Nextel | Sprint | monopole | 160 | 180
| Old Lyme | ** Short Hills Road | MetroPCS | Sprint | monopole | 151 | 180
| Old Lyme | ** Short Hills Road | Sprint | Sprint | monopole | 177 | 180
| Old Lyme | ** Short Hills Road | Sprint | Sprint | monopole | 179 | 180
| Old Lyme | ** Short Hills Road | Verizon | Crown Castle | monopole | 161 | 180 |  | propane generator | 30-kilowatt
| Old Lyme | ** Short Hills Road | Verizon | Crown Castle | monopole | 161 | 180
| Old Lyme | ** Hatchetts Hill Road | BAM | Omni | monopole | 175 | 190 |  | diesel generator
| Old Lyme | ** Hatchetts Hill Road | SCLP | Omni | monopole | 165 | 190
| Old Lyme | ** Hatchetts Hill Road | AT&T | VoiceStream | monopole | 155 | 190
| Old Lyme | ** Hatchetts Hill Road | SNET/Cingular | VoiceStream | monopole | 165 | 190
| Old Lyme | ** Hatchetts Hill Road | AT&T | VoiceStream | monopole | 155 | 190
| Old Lyme | ** Hatchetts Hill Road | Verizon | VoiceStream | monopole | 176 | 190
| Old Lyme | ** Hatchetts Hill Road | AT&T | VoiceStream | monopole | 155 | 190
| Old Lyme | ** Hatchetts Hill Road | Cingular | VoiceStream | monopole | 165 | 190
| Old Lyme | ** Hatchetts Hill Road | T-Mobile | VoiceStream | monopole | 185 | 190
| Old Lyme | ** Hatchetts Hill Road | AT&T | VoiceStream | monopole | 165 | 190
| Old Lyme | ** Hatchetts Hill Road | Verizon | VoiceStream | monopole | 175 | 190
| Old Lyme | ** Hatchetts Hill Road | AT&T | Crown Castle | monopole | 165 | 190
| Old Lyme | ** Hatchetts Hill Road | Verizon | Crown Castle | monopole | 175 | 190
Petition No. 1320 | Old Lyme | ** Hatchetts Hill Road | Verizon | Crown Castle | monopole | 175 | 190
| Old Lyme | ** Hatchetts Hill Road | AT&T | Crown Castle | monopole | 165 | 190
| Old Lyme | ** Hatchetts Hill Road | AT&T | Crown Castle | monopole |  |  |  | diesel generator | 30-kilowatt
| Old Lyme | ** Hatchetts Hill Road | T-Mobile | Crown Castle | monopole | 190 | 190 | yes
| Old Lyme | ** Hatchetts Hill Road | DISH | Crown Castle | monopole | 155 | 190 | yes
Docket No. 392 | Old Lyme | *** Shore Road | T-Mobile | T-Mobile | monopole | 77 | 80
| Old Lyme | *** Shore Road | T-Mobile | T-Mobile | monopole | 77 | 80
| Old Lyme | *** Shore Road | T-Mobile | T-Mobile | monopole | 76 | 80
| Old Lyme | *** Shore Road | T-Mobile | T-Mobile | monopole | 80 | 80 | yes
Docket No. 393 | Old Lyme | **-* Buttonball Road | T-Mobile | T-Mobile | monopole | 97 | 100
| Old Lyme | **-* Buttonball Road |  | Bay Communications | monopole |  | 100
| Old Lyme | **-* Buttonball Road | T-Mobile | Bay Communications | monopole | 85 | 100
| Old Lyme | **-* Buttonball Road |  | American Towers LLC
| Old Lyme | **-* Buttonball Road | DISH | American Towers LLC | monopole | 74 | 100 | yes
Docket No. 209 | Old Lyme | ** Boggy Hole Road | VoiceStream | Wireless Solutions | monopole | 172 | 175
Docket No. 209 | Old Lyme | ** Boggy Hole Road | AT&T | Wireless Solutions | monopole | 162 | 175
Docket No. 209 | Old Lyme | ** Boggy Hole Road | Nextel | Wireless Solutions | monopole | 132 | 175
Docket No. 209 | Old Lyme | ** Boggy Hole Road | SNET | Wireless Solutions | monopole | 152 | 175
| Old Lyme | ** Boggy Hole Road | Cingular | Wireless Solutions | monopole | 152 | 175
| Old Lyme | ** Boggy Hole Road | AT&T | Wireless Solutions | monopole | 162 | 175
| Old Lyme | ** Boggy Hole Road | Cingular | Wireless Solutions | monopole | 145 | 175
| Old Lyme | ** Boggy Hole Road | Verizon | Wireless Solutions | monopole | 162 | 175
| Old Lyme | ** Boggy Hole Road | MetroPCS | Wireless Solutions | monopole | 153.5 | 175
| Old Lyme | ** Boggy Hole Road | T-Mobile | Wireless Solutions | monopole | 175 | 175
| Old Lyme | ** Boggy Hole Road | Verizon | Wireless Solutions | monopole | 162 | 175
| Old Lyme | ** Boggy Hole Road | AT&T | Wireless Solutions | monopole | 145 | 175
| Old Lyme | ** Boggy Hole Road | T-Mobile | Wireless Solutions | monopole | 175 | 175
| Old Lyme | ** Boggy Hole Road | T-Mobile | Wireless Solutions | monopole | 175 | 175
| Old Lyme | ** Boggy Hole Road | Verizon | Wireless Solutions | monopole | 162 | 175
| Old Lyme | ** Boggy Hole Road | AT&T | Wireless Solutions | monopole | 145 | 175
| Old Lyme | ** Boggy Hole Road | AT&T | Wireless Solutions | monopole | 145 | 175
| Old Lyme | ** Boggy Hole Road | AT&T | Wireless Solutions | monopole | 145 | 175
| Old Lyme | ** Boggy Hole Road | T-Mobile | Wireless Solutions | monopole | 175 | 175
| Old Lyme | ** Boggy Hole Road | T-Mobile | Wireless Solutions | monopole | 175 | 175 | yes
| Old Lyme | ** Boggy Hole Road | DISH | Wireless Solutions | monopole | 155 | 175 | yes
| Old Lyme | ** Boggy Hole Road | Verizon | Wireless Solutions | monopole | 162 | 175 | yes
| Old Lyme | * Old Bridge Road | T-Mobile | CL&P | utility pole | 196 | 190
| Old Lyme | * Old Bridge Road | T-Mobile | Eversource | utility pole | 196 | 190
Petition No. 1290 | Old Lyme | ** Swan Avenue | Verizon | Long Island Sound Properties | rooftop | 25'11" | 20'5"
Petition No. 601 | Old Saybrook | *** Ingham Hill Road | AT&T | M&J Bus | monopole | 47.5 | 50
| Old Saybrook | *** Ingham Hill Road | AT&T | M&J Bus | monopole | 47.5 | 50
Petition No. 1206 | Old Saybrook | *** Boston Post Road | Verizon | Verizon | rooftop | 30 | 30
Docket No. 411 | Old Saybrook | **** Boston Post Road | AT&T | AT&T | monopole | 97 | 100 |  | diesel generator | 114-hour capacity
| Old Saybrook | **** Boston Post Road | AT&T | AT&T | monopole | 97 | 100
| Old Saybrook | **** Boston Post Road | Verizon | AT&T | monopole | 85 | 100 |  | propane generator
| Old Saybrook | **** Boston Post Road | Verizon | AT&T | monopole | 85 | 100
Docket No. 411 | Old Saybrook | **** Boston Post Road | AT&T | AT&T
| Old Saybrook | **** Boston Post Road | DISH | AT&T | monopole | 75 | 100 | yes
| Old Saybrook | **** Boston Post Road | Verizon | AT&T | monopole | 85 | 100 | yes
Docket No. 51 | Old Saybrook | Ingham Hill Road | SNET Cellular | SNET Cellular | monopole | 150 | 150
Docket No. 51 | Old Saybrook | Ingham Hill Road | SNET/SCLP | SNET/SCLP | monopole | 150 | 150
| Old Saybrook | Ingham Hill Road | SCLP/BAM | SNET/SCLP | monopole
| Old Saybrook | Ingham Hill Road | SCLP/BAM | SNET/SCLP | monopole | 132 | 150
| Old Saybrook | Ingham Hill Road | SCLP/Omni | SNET/SCLP | monopole | 162 | 150
| Old Saybrook | Ingham Hill Road | SNET/Cingular | SNET/SCLP | monopole | 154 | 150
| Old Saybrook | Ingham Hill Road | Verizon | SNET/SCLP | monopole | 122 | 150
| Old Saybrook | Ingham Hill Road | Cingular | SNET/SCLP | monopole | 154 | 150
| Old Saybrook | Ingham Hill Road | AT&T (Cingular) | SNET/SCLP | monopole | 154 | 150
| Old Saybrook | Ingham Hill Road | Verizon | SNET/SCLP | monopole | 133 | 150
| Old Saybrook | Ingham Hill Road | Verizon | Crown Castle | monopole | 133 | 150
| Old Saybrook | Ingham Hill Road | AT&T | Crown Castle | monopole | 154 | 150
| Old Saybrook | Ingham Hill Road | T-Mobile | Crown Castle | monopole | 140 | 150
| Old Saybrook | Ingham Hill Road | Verizon | Crown Castle | gmonopole | 133 | 150
| Old Saybrook | Ingham Hill Road | AT&T | Crown Castle | gmonopole | 150 | 150
| Old Saybrook | Ingham Hill Road | AT&T | Crown Castle | gmonopole | 150 | 150
| Old Saybrook | Ingham Hill Road | T-Mobile | Crown Castle | monopole | 140 | 150
| Old Saybrook | Ingham Hill Road | AT&T | Crown Castle | monopole | 150 | 150 | yes
| Old Saybrook | Ingham Hill Road | AT&T | Crown Castle | monopole | 150 | 150 | yes
| Old Saybrook | Ingham Hill Road | T-Mobile | Crown Castle | monopole |  |  |  | diesel generator | 48-kilowatt
| Old Saybrook | Ingham Hill Road | Verizon | Crown Castle | monopole | 132 | 150
| Old Saybrook | Ingham Hill Road | T-Mobile | Crown Castle | monopole | 140 | 150 | yes
Petition No. 1155 | Old Saybrook | ** Main Street | Verizon | Verizon | rooftop | 32 | 21.7 |  | natural gas generator | 25kw
Petition No. 357 | Old Saybrook | * Ferry Place | BAM | Geoffry Etherington | smokestack | 85 | 110
| Old Saybrook | * Ferry Place | BAM | Geoffry Etherington | smokestack | 90 | 110
| Old Saybrook | * Ferry Place | Verizon | Geoffry Etherington | smokestack | 105 | 110
| Old Saybrook | *** Ferry Road | AT&T | CL&P | self-support lattice - utility pole | 195 | 190
| Old Saybrook | *** Ferry Road | AT&T | Eversource | self-support lattice - utility pole | 195 | 190
| Old Saybrook | *** Ferry Road | Sprint | Eversource | self-support lattice - utility pole | 136.5 | 190
| Old Saybrook | **-* River Road | AT&T | American Tower | monopole | 90 | 120
| Old Saybrook | **-* River Road | Nextel | Nextel | monopole | 130 | 130
| Old Saybrook | **-* River Road | Pocket (now MetroPCS) | Nextel | monopole | 118 | 130
| Old Saybrook | **-* River Road | AT&T | Nextel | monopole | 118 | 130 | yes | diesel generator | 20-kilowatt
| Old Saybrook | *** Middlesex Turnpike | AT&T | Sprint | monopole | 165 | 175
| Old Saybrook | *** Middlesex Turnpike | Sprint | Crown Castle | monopole | 172 | 175
| Old Saybrook | *** Middlesex Turnpike | Sprint | Crown Castle | monopole | 172 | 175
| Old Saybrook | *** Middlesex Turnpike | Sprint | Crown Castle | monopole |  | 175 |  | propane
| Old Saybrook | *** Middlesex Turnpike | Sprint | Crown Castle | monopole | 172 | 175
| Old Saybrook | *** Middlesex Turnpike | DISH | Crown Castle | monopole | 153 | 175 | yes
| Old Saybrook | *** Middlesex Turnpike | VoiceStream | Crossroads Communications of OS | guyed-lattice | 167' 8"; 155' 8" | 198
| Old Saybrook | *** Middlesex Turnpike | VoiceStream | Crossroads Communications of OS | guyed-lattice | 167'8"; 155'8" | 198
| Old Saybrook | *** Middlesex Turnpike | AT&T | Crossroads Communications of OS | guyed-lattice | 145 | 198
| Old Saybrook | *** Middlesex Turnpike | T-Mobile | Crossroads Communications of OS | guyed-lattice | 167'8"; 155'8" | 198
| Old Saybrook | *** Middlesex Turnpike | Verizon | Crossroads Communications of OS | guyed-lattice | 120 | 198
| Old Saybrook | *** Middlesex Turnpike | AT&T | Crossroads Communications of OS | guyed-lattice | 145 | 198
| Old Saybrook | *** Middlesex Turnpike | Cingular | Crossroads Communications of OS | guyed-lattice | 145 | 198
| Old Saybrook | *** Middlesex Turnpike | Old Saybrook PD | Crossroads Communications of OS | guyed-lattice | var. | 198
| Old Saybrook | *** Middlesex Turnpike | AT&T | Crossroads Communications of OS | guyed-lattice | 145 | 198
| Old Saybrook | *** Middlesex Turnpike | T-Mobile | Crossroads Communications of OS | guyed-lattice | 167 | 198
Petition No. 551 | Old Saybrook | ** Ford Drive | Omnipoint/VoiceStream | Amtrak | monopole | 150 | 150
| Old Saybrook | ** Ford Drive | T-Mobile | Amtrak | monopole | 150 | 150
| Old Saybrook | ** Ford Drive | T-Mobile | Amtrak | monopole | 150 | 150
| Old Saybrook | ** Ford Drive | T-Mobile | Amtrak | monopole | 150 | 150 | yes
| Old Saybrook | ** Springbrook Road | Verizon | Crossroads Communications | monopole | 173 | 175
| Old Saybrook | ** Springbrook Road | Pocket (now MetroPCS) | Crossroads Communications | monopole | 150 | 175
| Old Saybrook | ** Springbrook Road | MetroPCS | Crossroads Communications | monopole | 162 | 175
| Old Saybrook | ** Springbrook Road | Verizon | Crossroads Communications | monopole | 173 | 175
| Old Saybrook | ** Springbrook Road | Verizon | Crossroads Communications | monopole | 173 | 175
| Old Saybrook | ** Springbrook Road | MetroPCS | Crossroads Communications | monopole | 162 | 175
| Old Saybrook | ** Springbrook Road | T-Mobile | American Tower Corporation | monopole | 163 | 175
| Old Saybrook | ** Springbrook Road | Verizon | American Tower Corporation | monopole | 173 | 175
| Old Saybrook | ** Springbrook Road | T-Mobile | American Tower Corporation | monopole | 163 | 175
| Old Saybrook | ** Springbrook Road | DISH | American Tower Corporation | monopole | 140 | 175 | yes
| Old Saybrook | ** Springbrook Road | ATC | American Tower Corporation | monopole
| Old Saybrook | ** Springbrook Road | Verizon | American Tower Corporation | monopole | 175 | 175
Petition No. 1191 | Old Saybrook | * Custom Drive | Verizon | ZZZ & I LLC | rooftop | 31.3 | 24.3
Petition No. 1336 | Old Saybrook | * Custom Drive | Verizon | ZZZ & I LLC | rooftop |  | 24
| Old Saybrook | Middlesex/Bokum Road - South | Pocket (now MetroPCS) | Crossroads Communications | guyed-lattice | 150 | 200
Docket No. 406 | Orange | *** Marsh Hill Road | UI | UI | self-support lattice | var. | 100
| Orange | ** South Orange Center Road | Sprint | Town of Orange | monopole | 127 | 180
| Orange | ** South Orange Center Road | Verizon | Town of Orange | monopole | 117 | 180
| Orange | ** South Orange Center Road | AT&T | Town of Orange | monopole | 177 | 180
| Orange | ** South Orange Center Road | Verizon | Town of Orange | monopole | 117 | 180
| Orange | ** South Orange Center Road | Nextel | Town of Orange | monopole | 137 | 180
| Orange | ** South Orange Center Road | T-Mobile | Town of Orange | monopole | 148 | 180
| Orange | ** South Orange Center Road | Cingular | Town of Orange | monopole | 177 | 180
| Orange | ** South Orange Center Road | T-Mobile | Town of Orange | monopole | 150 | 180
| Orange | ** South Orange Center Road | Pocket (now MetroPCS) | Town of Orange | monopole | 165 | 180
| Orange | ** South Orange Center Road | Verizon | Town of Orange | monopole | 117 | 180
| Orange | ** South Orange Center Road | Clearwire | Town of Orange | monopole | 127 | 180
| Orange | ** South Orange Center Road | AT&T | Town of Orange | monopole | 177 | 180
| Orange | ** South Orange Center Road | T-Mobile | Town of Orange | monopole | 150 | 180
| Orange | ** South Orange Center Road | Verizon | Town of Orange | monopole | 117 | 180
| Orange | ** South Orange Center Road | Sprint | Town of Orange | monopole | 127 | 180
| Orange | ** South Orange Center Road | AT&T | Town of Orange | monopole | n/a | 180 |  | diesel generator
| Orange | ** South Orange Center Road | Verizon | Town of Orange | monopole | 117 | 180
| Orange | ** South Orange Center Road | AT&T | Town of Orange | monopole | 177 | 180
| Orange | ** South Orange Center Road | Sprint | Town of Orange | monopole | 127 | 180
| Orange | ** South Orange Center Road | T-Mobile | Town of Orange | monopole | 170 | 180
| Orange | ** South Orange Center Road | T-Mobile | Town of Orange | monopole | 145.5 | 180
| Orange | ** South Orange Center Road | AT&T | Crown Castle | monopole | 177 | 180
| Orange | ** South Orange Center Road | AT&T | Crown Castle | monopole | 177 | 180
| Orange | ** South Orange Center Road | AT&T | Crown Castle | monopole | 177 | 180
| Orange | ** South Orange Center Road | T-Mobile | Crown Castle | monopole | 150 | 180
| Orange | ** South Orange Center Road | Verizon | Crown Castle | monopole | 115 | 180
| Orange | ** South Orange Center Road | T-Mobile | Crown Castle | monopole | 150 | 180
| Orange | ** South Orange Center Road | T-Mobile | Crown Castle | monopole | 150 | 180
| Orange | ** South Orange Center Road | DISH | Crown Castle | monopole | 167 | 180 | yes
| Orange | *** Bittersweet Road | T-Mobile | CL&P | utility pole | 157 | 160
| Orange | *** Bittersweet Road | T-Mobile | CL&P | utility pole | 157 | 160
Petiton No. 1063 | Orange | *** Ridge Road | AT&T | CL&P | utility pole | 111 | 96
| Orange | *** Ridge Road | AT&T | CL&P | utility pole | 111 | 96
| Orange | *** Ridge Road | AT&T | CL&P | utility pole | 111 | 96
Docket No. 177 | Orange | *** Orange Center Road | Sprint | Orange, Town of | monopole | 136 | 160
Docket No. 177 | Orange | *** Orange Center Road | BAM | Orange, Town of | monopole | 158 | 160
Docket No. 177 | Orange | *** Orange Center Road | Nextel | Orange, Town of | monopole | 169 | 160
Docket No. 177 | Orange | *** Orange Center Road | SCLP | Orange, Town of | monopole | 146 | 160
| Orange | *** Orange Center Road | AT&T Wireless | Orange, Town of | monopole | 111 | 160
| Orange | *** Orange Center Road | AT&T Wireless | Orange, Town of | monopole | n/a | 160
| Orange | *** Orange Center Road | Verizon | Orange, Town of | monopole | n/a | 160 |  | diesel generator
| Orange | *** Orange Center Road | SNET/Cingular | Orange, Town of | monopole | 150 | 160
| Orange | *** Orange Center Road | AT&T Wireless | Orange, Town of | monopole | n/a | 160
| Orange | *** Orange Center Road | T-Mobile | Orange, Town of | monopole | 123 | 160
| Orange | *** Orange Center Road | Verizon | Orange, Town of | monopole | 135 | 160
| Orange | *** Orange Center Road | Cingular/AT&T | Orange, Town of | monopole | 111 | 160
| Orange | *** Orange Center Road | Verizon | Orange, Town of | monopole | 155 | 160
| Orange | *** Orange Center Road | Pocket (now MetroPCS) | Orange, Town of | monopole | 113 | 160
| Orange | *** Orange Center Road | Cingular | Orange, Town of | monopole | 148 | 160
| Orange | *** Orange Center Road | Clearwire | Orange, Town of | monopole | 167 | 160
| Orange | *** Orange Center Road | T-Mobile | Orange, Town of | monopole | 121 | 160
| Orange | *** Orange Center Road | Cingular/AT&T | Orange, Town of | monopole | 145 | 160
| Orange | *** Orange Center Road | Verizon | Orange, Town of | monopole | 155 | 160
| Orange | *** Orange Center Road | T-Mobile | Orange, Town of | monopole | 121 | 160
| Orange | *** Orange Center Road | MetroPCS | Orange, Town of | monopole | n/a | 160
| Orange | *** Orange Center Road | Verizon | Orange, Town of | monopole | 158 | 160
| Orange | *** Orange Center Road | AT&T | Orange, Town of | monopole | n/a | 160 |  | diesel generator
| Orange | *** Orange Center Road | Sprint | Orange, Town of | monopole | 136 | 160
| Orange | *** Orange Center Road | T-Mobile | Orange, Town of | monopole | 121 | 160
| Orange | *** Orange Center Road | T-Mobile | Orange, Town of | monopole | 121 | 160
| Orange | *** Orange Center Road | AT&T | Verizon | monopole | 148 | 160
| Orange | *** Orange Center Road | T-Mobile | Verizon | monopole | 123 | 160
| Orange | *** Orange Center Road | T-Mobile | Verizon | monopole | 123 | 160
| Orange | *** Orange Center Road | Verizon | Verizon | monopole | 158 | 160 | yes
| Orange | *** Orange Center Road | DISH | Verizon | monopole | 136 | 160 | yes
Petition No. 1043 | Orange | *** Overland Drive | AT&T | CL&P | utility pole | 130 | 130
| Orange | *** Overland Drive | AT&T | Eversource | utility pole | 130 | 130
| Orange | *** Overland Drive | AT&T | Eversource | utility pole | 130 | 130
| Orange | *** Overland Drive | AT&T | Eversource | utility pole | 130 | 130 | yes
Petition No. 1107 | Orange | ** Robinson Boulevard | Verizon | Verizon | monopole | 62 | 62 |  | natural gas generator
| Orange | ** Robinson Boulevard | Verizon | Verizon | monopole | 62 | 62 | yes
Dockt No. 262 | Orange | *** Grassy Hill Road | Sprint | Sprint | monopole | 130 | 140
| Orange | *** Grassy Hill Road | T-Mobile | Sprint | monopole | 110 | 140
| Orange | *** Grassy Hill Road | Sprint Nextel | Sprint | monopole | 130 | 140
| Orange | *** Grassy Hill Road | Cingular | Sprint | monopole | 140 | 140
| Orange | *** Grassy Hill Road | Pocket (now MetroPCS) | Sprint | monopole | 100 | 140
| Orange | *** Grassy Hill Road | T-Mobile | Crown Castle | monopole | 110 | 140
| Orange | *** Grassy Hill Road | Verizon | Crown Castle | monopole | 118 | 140
| Orange | *** Grassy Hill Road | Clearwire | Crown Castle | monopole | 130 | 140
| Orange | *** Grassy Hill Road | Verizon | Crown Castle | monopole | 118 | 140
| Orange | *** Grassy Hill Road | AT&T | Crown Castle | monopole | 140 | 140
| Orange | *** Grassy Hill Road | Sprint | Crown Castle | monopole | 130 | 140
| Orange | *** Grassy Hill Road | T-Mobile | Crown Castle | monopole | 109 | 140
| Orange | *** Grassy Hill Road | Verizon | Crown Castle | monopole | 118 | 140
| Orange | *** Grassy Hill Road | Sprint | Crown Castle | monopole | 130 | 140
| Orange | *** Grassy Hill Road | T-Mobile | Crown Castle | monopole | 109 | 140
| Orange | *** Grassy Hill Road | AT&T | Crown Castle | monopole | 140 | 140
| Orange | *** Grassy Hill Road | Sprint | Crown Castle | monopole | 130 | 140
| Orange | *** Grassy Hill Road | T-Mobile | Crown Castle | monopole | 110 | 140
| Orange | *** Grassy Hill Road | T-Mobile | Crown Castle | monopole | 110 | 140 | yes
| Orange | *** Grassy Hill Road | DISH | Crown Castle | monopole | 100 | 140 | yes
Docket No. 177 | Orange | *** Ogg Meadow Road | Sprint | BAM | monopole | 136 | 160
| Orange | *** Ogg Meadow Road | BAM | BAM | monopole | 158 | 160
| Orange | *** Ogg Meadow Road | Nextel | BAM | monopole | 80 | 160
| Orange | *** Ogg Meadow Road | SCLP | BAM | monopole | 146 | 160
| Orange | *** Ogg Meadow Road | BAM
| Orange | *** Ogg Meadow Road | Nextel | Crown | monopole | 117 | 160
Petition No. 436 | Orange | *** Ogg Meadow Road | Crown/ATT Wireless | Crown | monopole | 170 | 160
| Orange | *** Ogg Meadow Road | Metricom | Crown Media | monopole | 70 | 160
| Orange | *** Ogg Meadow Road | XM Satellite | Crown Media | monopole | 50(dish);105(ant) | 160
| Orange | *** Ogg Meadow Road | AT&T Wireless | Crown | monopole
| Orange | *** Ogg Meadow Road | SNET/Cingular | Crown | monopole | 150 | 160
| Orange | *** Ogg Meadow Road | AT&T Wireless | Crown | monopole |  | 160
| Orange | *** Ogg Meadow Road | T-Mobile | Crown | monopole | 125 | 160
| Orange | *** Ogg Meadow Road | Verizon | Crown | monopole | 161 | 160
| Orange | *** Ogg Meadow Road | Cingular | Crown | monopole | 152 | 160
| Orange | *** Ogg Meadow Road | Cingular/AT&T | Crown | monopole |  | 160
| Orange | *** Ogg Meadow Road | Pocket (now MetroPCS) | Crown | monopole | 100 | 160
| Orange | *** Ogg Meadow Road | T-Mobile | Crown | monopole | 128 | 160
| Orange | *** Ogg Meadow Road | Clearwire | Crown | monopole | 110 | 160
| Orange | *** Ogg Meadow Road | AT&T | Crown | monopole | 152 | 160
| Orange | *** Ogg Meadow Road | Verizon | Crown | monopole | 160 | 160
| Orange | *** Ogg Meadow Road | Sprint | Crown Castle | monopole | 136 | 160
| Orange | *** Ogg Meadow Road | T-Mobile | Crown Castle | monopole | 129 | 160
| Orange | *** Ogg Meadow Road | Sprint | Crown Castle | monopole | 137 | 160
| Orange | *** Ogg Meadow Road | Verizon | Crown Castle | monopole | 162 | 160
| Orange | *** Ogg Meadow Road | T-Mobile | Crown Castle | monopole | 129 | 161
| Orange | *** Ogg Meadow Road | AT&T | Crown Castle | monopole | 152 | 161
| Orange | *** Ogg Meadow Road | Sprint | Crown Castle | monopole | 137 | 160
| Orange | *** Ogg Meadow Road | AT&T | Crown Castle | monopole | 152 | 161
| Orange | *** Ogg Meadow Road | DISH | Crown Castle | monopole | 117 | 161 | yes
| Orange | *** Ogg Meadow Road | Verizon | Crown Castle | monopole | 162 | 160 | yes
Docket No. 448 | Orange | *** Derby Milford Road | Verizon | Verizon | monopole | 100 | 100 |  | diesel generator
Petition No. 486 | Orange | Hunting Hill Place | T-Mobile | CL&P | utility pole | 112 | 100
| Oxford | *** Willenbrock Road | Sprint | SBA | monopole | 150 | 150
| Oxford | *** Willenbrock Road | Verizon | SBA | monopole | 137 | 150 |  | diesel generator
| Oxford | *** Willenbrock Road | Nextel | SBA | monopole | 127 | 150
| Oxford | *** Willenbrock Road | AT&T Wireless | SBA | monopole | 117 | 150
| Oxford | *** Willenbrock Road | Verizon | SBA | monopole | 137 | 150
| Oxford | *** Willenbrock Road | Verizon | SBA | monopole | 137 | 150
| Oxford | *** Willenbrock Road | Cingular | SBA | monopole | 117 | 150
| Oxford | *** Willenbrock Road | AT&T | SBA | monopole | 117 | 150
| Oxford | *** Willenbrock Road | Sprint | SBA | monopole | 147 | 150
| Oxford | *** Willenbrock Road | Verizon | SBA | monopole | 137 | 150
| Oxford | *** Willenbrock Road | Verizon | SBA | monopole | 137 | 150
| Oxford | *** Willenbrock Road | Sprint | SBA | monopole | 147 | 150
| Oxford | *** Willenbrock Road | AT&T | SBA | monopole | 117 | 150
| Oxford | *** Willenbrock Road | AT&T | SBA | monopole | 117 | 150 |  | diesel generator | 30kW
| Oxford | *** Willenbrock Road | Verizon | SBA | monopole | 137 | 150
| Oxford | *** Coppermine Road | Sprint | Nextel | monopole | 168 | 180
| Oxford | *** Coppermine Road | Cingular | Nextel | monopole | 158 | 180
| Oxford | *** Coppermine Road | Verizon | Nextel | monopole | 148 | 180
| Oxford | *** Coppermine Road | Cingular | Nextel | monopole | 158 | 180
| Oxford | *** Coppermine Road | AT&T | TowerCo | monopole | 161 | 180
| Oxford | *** Coppermine Road | Verizon | TowerCo | monopole | 148 | 180
| Oxford | *** Coppermine Road | Sprint | SBA | monopole | 168.5 | 180
| Oxford | *** Coppermine Road | Sprint | SBA | monopole | 168 | 180
| Oxford | *** Coppermine Road | DISH | SBA | monopole | 115 | 180 | yes
| Oxford | *** Coppermine Road | Verizon | SBA | monopole | 148 | 180
| Oxford | ** Great Oak Road | AT&T | Sprint | monopole | 130 | 150
| Oxford | ** Great Oak Road | Verizon | Sprint | monopole | 140 | 150
| Oxford | ** Great Oak Road | Cingular | Sprint | monopole | 130 | 150
| Oxford | ** Great Oak Road | AT&T | Crown Castle | monopole | 128 | 150
| Oxford | ** Great Oak Road | Verizon | Crown Castle | monopole | 140 | 150
| Oxford | ** Great Oak Road | Sprint | Crown Castle | monopole | 147 | 150
| Oxford | ** Great Oak Road | Sprint | Crown Castle | monopole | 147 | 150
| Oxford | ** Great Oak Road | AT&T | Crown Castle | monopole | 127 | 150
| Oxford | ** Great Oak Road | Dish | Crown Castle | monopole | 117 | 150 | yes
| Oxford | ** Great Oak Road | Verizon | Crown Castle | monopole | 140 | 150 | yes
| Oxford | ** Great Oak Road | Verizon | Crown Castle | monopole | 138 | 150 | yes
| Oxford | *** Oxford Road | Verizon | Sprint | monopole | 130 | 150 |  | diesel generator
| Oxford | *** Oxford Road | SCLP | Sprint | monopole | 140 | 150
| Oxford | *** Oxford Road | SNET/Cingular | Sprint | monopole | 140 | 150
| Oxford | *** Oxford Road | AT&T | Sprint | monopole | 100 | 150
| Oxford | *** Oxford Road | Verizon | Sprint | monopole | 130 | 150
| Oxford | *** Oxford Road | AT&T | Sprint | monopole | 100 | 150
| Oxford | *** Oxford Road | Cingular | Sprint | monopole | 140 | 150
| Oxford | *** Oxford Road | MetroPCS | Sprint | monopole | 117 | 150
| Oxford | *** Oxford Road | Verizon | Sprint | monopole | 130 | 150
| Oxford | *** Oxford Road | AT&T | Crown Castle | monopole | 139 | 150
| Oxford | *** Oxford Road | Sprint | Crown Castle | monopole | 150 | 150
| Oxford | *** Oxford Road | AT&T | Crown Castle | monopole |  | 150 |  | diesel generator
| Oxford | *** Oxford Road | AT&T | Crown Castle | monopole |  | 150
| Oxford | *** Oxford Road | Verizon | Crown Castle | monopole | 129 | 150
| Oxford | *** Oxford Road | AT&T | Crown Castle | monopole | 137 | 150
| Oxford | *** Oxford Road | Sprint | Crown Castle | monopole | 150 | 150
| Oxford | *** Oxford Road | T-Mobile | Crown Castle | monopole | 117 | 150 | yes
| Oxford | *** Oxford Road | DISH | Crown Castle | monopole | 107 | 150 | yes
| Oxford | *** Oxford Road | Verizon | Crown Castle | monopole | 129 | 150 | yes
Petition No. 141 | Oxford | Tower Lane | NECS | DEP | self-support lattice | 80 | 84
Petition No. 308a | Oxford | Tower Lane | SCLP | DEP | self-support lattice | 92 | 94
| Oxford | Tower Lane | Cingular | DEP | self-support lattice | 92 | 94
| Oxford | Tower Lane | Cingular | DEP | self-support lattice | 92 | 94
| Oxford | Tower Lane | AT&T (Cingular) | DEP | self-support lattice | 92 | 94
| Oxford | Tower Lane | AT&T | CSP | self-support lattice | 92 | 94
| Oxford | Tower Lane | Eversource | Eversource | self-support lattice | 79, 94 | 94
| Oxford | *** Oxford Road | AT&T | IWS | monopole | 147 | 150
| Oxford | *** Oxford Road | Cingular | IWS | monopole | 137 | 150
| Oxford | *** Oxford Road | AT&T | IWS | monopole | 147 | 150
| Oxford | *** Oxford Road | Verizon | Crown Castle | monopole | 147 | 150
| Oxford | *** Oxford Road | Cingular | Crown Castle | monopole | 137 | 150
| Oxford | *** Oxford Road | Verizon | Crown Castle | monopole | 147 | 150
| Oxford | *** Oxford Road | AT&T | Crown Castle | monopole | 137 | 150
| Oxford | *** Oxford Road | Verizon | Crown Castle | monopole | 147 | 150
| Oxford | *** Oxford Road | AT&T | Crown Castle | monopole | 137 | 150
| Oxford | *** Oxford Road | Verizon | Crown Castle | monopole | 147 | 150
| Oxford | *** Oxford Road | Verizon | Crown Castle | monopole | 147 | 150
| Oxford | *** Oxford Road | DISH | Crown Castle | monopole | 127 | 150 | yes
| Oxford | *** Oxford Road | Verizon | Crown Castle | monopole | 147 | 150
Docket No. 261 | Oxford | ** Quaker Farms Road | AT&T | AT&T | monopole | 150 | 150
| Oxford | ** Quaker Farms Road | Cingular | New Cingular | monopole | 137 | 150
| Oxford | ** Quaker Farms Road | T-Mobile | New Cingular | monopole | 129 | 150
| Oxford | ** Quaker Farms Road | Verizon | New Cingular | monopole | 120 | 150
| Oxford | ** Quaker Farms Road | Verizon | New Cingular | monopole | 120 | 150
| Oxford | ** Quaker Farms Road | AT&T | AT&T | monopole | 150 | 150
| Oxford | ** Quaker Farms Road | Verizon | Crown Castle | monopole | 120 | 150
| Oxford | ** Quaker Farms Road | T-Mobile | Crown Castle | monopole | 129 | 150
| Oxford | ** Quaker Farms Road | AT&T | Crown Castle | monopole | 149 | 150
| Oxford | ** Quaker Farms Road | AT&T | Crown Castle | monopole | 149 | 150
| Oxford | ** Quaker Farms Road | AT&T | Crown Castle |  |  |  |  | diesel generator | 30-kilowatt
| Oxford | ** Quaker Farms Road | AT&T | Crown Castle | monopole | 149 | 150
| Oxford | ** Quaker Farms Road | T-Mobile | Crown Castle | monopole | 131 | 150
Docket No. 261 MTR | Oxford | ** Quaker Farms Road | Crown Castle
| Oxford | ** Quaker Farms Road | DISH | Crown Castle | monopole | 111 | 150 | yes
| Oxford | ** Quaker Farms Road | Verizon | New Cingular | monopole | 120 | 150
| Plainfield | **** Norwich Road | Verizon | VoiceStream | monopole | 140 | 150
| Plainfield | **** Norwich Road | Verizon | VoiceStream | monopole | 140 | 150
| Plainfield | **** Norwich Road | Verizon | Crown Castle | monopole | 140 | 149
| Plainfield | **** Norwich Road | T-Mobile | Crown Castle | monopole | 149 | 149
| Plainfield | **** Norwich Road | Verizon | Crown Castle | monopole | 140 | 149 | yes
Petition No. 654 | Plainfield | *** Norwich Road | Nextel | Nextel | monopole | 158 | 160
| Plainfield | *** Norwich Road | AT&T | Nextel | monopole | 148 | 160
| Plainfield | *** Norwich Road | MetroPCS | Nextel | monopole | 148 | 160
| Plainfield | *** Norwich Road | DISH | Nextel | monopole | 125 | 160 | yes
Docket No. 136 | Plainfield | ** Spaulding Road | SNET Cellular | SNET Cellular | monopole | 150 | 150
| Plainfield | ** Spaulding Road | SNET/SCLP/BAM | SNET/SCLP | monopole | 150 | 150
| Plainfield | ** Spaulding Road | Verizon | SCLP | monopole | 110 | 154'5"
| Plainfield | ** Spaulding Road | SNET/Cingular | SNET/SCLP | monopole | 154 | 150
| Plainfield | ** Spaulding Road | Cingular | SNET/SCLP | monopole | 154 | 150
| Plainfield | ** Spaulding Road | Verizon | American Tower | monopole | 114 | 150
| Plainfield | ** Spaulding Road | AT&T | American Tower | monopole | 154 | 150
| Plainfield | ** Spaulding Road | Verizon | American Tower | monopole | 114 | 150
| Plainfield | ** Spaulding Road | AT&T | American Tower | monopole | 150 | 150
| Plainfield | ** Spaulding Road | T-Mobile | American Tower | monopole | 142 | 150 | yes
| Plainfield | ** Spaulding Road | AT&T | American Tower | monopole |  | 150 | yes | diesel generator | 30-kilowatt
Docket No. 234 | Plainfield | **-** Unity Street | Sprint | Sprint | monopole | 160 | 160
| Plainfield | **-** Unity Street | AT&T | Sprint | monopole | 150 | 160
| Plainfield | **-** Unity Street | T-Mobile | Sprint | monopole | 137 | 160
| Plainfield | **-** Unity Street | Verizon | Sprint | monopole | 127 | 160
| Plainfield | **-** Unity Street | Cingular | Sprint | monopole | 150 | 160
| Plainfield | **-** Unity Street | Cingular | Sprint | monopole |  | 160
| Plainfield | **-** Unity Street | MetroPCS | Crown Castle | monopole | 105 | 160
| Plainfield | **-** Unity Street | AT&T | Crown Castle | monopole | 150 | 160
| Plainfield | **-** Unity Street | Sprint | Crown Castle | monopole | 159 | 160
| Plainfield | **-** Unity Street | Verizon | Crown Castle | monopole | 130 | 160
| Plainfield | **-** Unity Street | T-Mobile | Crown Castle | monopole | 139 | 160 |  | BBU
| Plainfield | **-** Unity Street | Sprint | Crown Castle | monopole | 160 | 160
| Plainfield | **-** Unity Street | Verizon | Crown Castle | monopole | 127 | 160
| Plainfield | **-** Unity Street | AT&T | Crown Castle | monopole | 150 | 160
| Plainfield | **-** Unity Street | Verizon | Crown Castle | monopole | 127 | 160
| Plainfield | **-** Unity Street | Verizon | Crown Castle | monopole | 127 | 160
| Plainfield | **-** Unity Street | T-Mobile | Crown Castle | monopole | 139 | 160 | yes
| Plainfield | **-** Unity Street | DISH | Crown Castle | monopole | 83 | 160 | yes
| Plainfield | **-** Unity Street | AT&T | Crown Castle | monopole | 150 | 160 | yes
| Plainfield | *** Green Hollow Road | SCLP | SBA Inc | monopole | 155 | 175
| Plainfield | *** Green Hollow Road | Verizon | SBA Properties | monopole | 125 | 178 |  | diesel generator
| Plainfield | *** Green Hollow Road | AT&T | SBA Properties | monopole | 132 | 178
| Plainfield | *** Green Hollow Road | Cingular | SBA Properties | monopole | 155 | 178
| Plainfield | *** Green Hollow Road | Cingular/AT&T | SBA Properties | monopole | 132 | 178
| Plainfield | *** Green Hollow Road | Verizon | SBA Properties | monopole | 125 | 178
| Plainfield | *** Green Hollow Road | Cingular | SBA Properties | monopole | 155 | 178
| Plainfield | *** Green Hollow Road | MetroPCS | SBA Properties | monopole | 135 | 178
| Plainfield | *** Green Hollow Road | Verizon | SBA Properties | monopole | 125 | 178
| Plainfield | *** Green Hollow Road | AT&T | SBA Properties | monopole | 155 | 178
| Plainfield | *** Green Hollow Road | Sprint | SBA Properties | monopole |  | 178
| Plainfield | *** Green Hollow Road | Verizon | SBA | monopole | 125 | 178
| Plainfield | *** Green Hollow Road | Verizon | SBA Properties | monopole | 125 | 178
| Plainfield | *** Green Hollow Road | T-Mobile | SBA properties | monopole | 165 | 178 |  | BBU
| Plainfield | *** Green Hollow Road | Sprint | SBA Properties | monopole | 145 | 178
| Plainfield | *** Green Hollow Road | T-Mobile | SBA Properties | monopole | 165 | 178 | yes
| Plainfield | *** Green Hollow Road | T-Mobile | SBA Properties | monopole | 165 | 178 | yes
| Plainfield | *** Green Hollow Road | DISH | SBA Properties | monopole | 135 | 178 | yes
| Plainfield | *** Green Hollow Road | Verizon | SBA Properties | monopole | 125 | 178
| Plainfield | *** Green Hollow Road | AT&T | SBA Properties | monopole | 155 | 178 | yes
| Plainfield | *** Norwich Road | AT&T Wireless | Sprint | monopole | 117 | 130
| Plainfield | *** Norwich Road | Cingular | Sprint | monopole | 117 | 130
| Plainfield | *** Norwich Road | MetroPCS | Sprint | monopole | 127 | 130
| Plainfield | *** Norwich Road | Sprint | Crown Castle | monopole |  | 130
| Plainfield | *** Norwich Road | AT&T | Crown Castle | monopole | 115 | 130
| Plainfield | *** Norwich Road | AT&T | Crown Castle | monopole | 115 | 130
| Plainfield | *** Norwich Road | AT&T | Crown Castle | monopole | 115 | 130
| Plainfield | *** Norwich Road | Sprint | Crown Castle | monopole | 130 | 130
| Plainfield | *** Norwich Road | AT&T | Crown Castle | monopole | 115 | 130 |  | diesel generator | 30kW
| Plainfield | *** Norwich Road | T-Mobile | Crown Castle | monopole | 130 | 130 | yes
| Plainfield | *** Norwich Road | Verizon | Crown Castle | monopole | 104 | 130 | yes
Docket No. 368 | Plainfield | Sterling Road | Verizon | Verizon | monopole | 157 | 160
| Plainville | ** East Main Street | Verizon | Town of Plainville | monopole | 81 | 81
| Plainville | ** East Main Street | Verizon | Town of Plainville | monopole | 82 | 81
| Plainville | ** East Main Street | Verizon | Town of Plainville | monopole | 82 | 81
| Plainville | ** East Main Street | Verizon | Town of Plainville | monopole | 82 | 81
| Plainville | ** East Main Street | Verizon | Town of Plainville | monopole | 85 | 85
| Plainville | ** East Main Street | Verizon | Town of Plainville | monopole | 81 | 81
| Plainville | ** East Main Street | Verizon | Town of Plainville | monopole | 81 | 81
| Plainville | ** East Main Street | Verizon | Town of Plainville | monopole | 81 | 81 | yes
| Plainville | ** Sparks Street | Nextel | Sprint | monopole | 105 | 137
| Plainville | ** Sparks Street | SCLP | Sprint | monopole | 115 | 137
| Plainville | ** Sparks Street | AT&T | Sprint | monopole | 135 | 137
| Plainville | ** Sparks Street | SNET/Cingular | Sprint | monopole | 115 | 137
| Plainville | ** Sparks Street | AT&T | Sprint | monopole | 135 | 137
| Plainville | ** Sparks Street | AT&T | Sprint | monopole |  | 137
| Plainville | ** Sparks Street | Nextel | Sprint | monopole | 102 | 137
| Plainville | ** Sparks Street | Cingular | Sprint | monopole | 115 | 137
| Plainville | ** Sparks Street | Clearwire | Sprint | monopole | 120 | 137
| Plainville | ** Sparks Street | MetroPCS | Sprint | monopole | 92 | 137
| Plainville | ** Sparks Street | AT&T | Crown Castle | monopole | 115 | 137
| Plainville | ** Sparks Street | MetroPCS | Crown Castle | monopole |  | 137
| Plainville | ** Sparks Street | AT&T | Crown Castle | monopole |  | 137 |  | diesel generator
| Plainville | ** Sparks Street | Sprint | Crown Castle | monopole | 124 | 137
| Plainville | ** Sparks Street | Sprint | Crown Castle | monopole | 124 | 137
| Plainville | ** Sparks Street | AT&T | Crown Castle | monopole | 115 | 137
| Plainville | ** Sparks Street | AT&T | Crown Castle | monopole | 115 | 137
| Plainville | ** Sparks Street | AT&T | Crown Castle | monopole | 115 | 137
| Plainville | ** Sparks Street | AT&T | Crown Castle | monopole | 115 | 137 | yes
| Plainville | ** Sparks Street | DISH | Crown Castle | monopole | 103 | 137 | yes
Petition No. 1366 | Plainville | *** New Britain Avenue | Verizon | DT Connecticut Commons, LLC | rooftop | 32 | 22.5 |  | battery
Sub-Petition No. 1133 | Plainville | *** New Britain Avenue | Verizon | DT Connecticut Commons, LLC | rooftop | 31 | 23
Docket No. 281 | Plainville | *** South Washington Street | AT&T | AT&T | monopole | 120 | 120
Docket No. 281 | Plainville | *** South Washington Street | T-Mobile | AT&T | monopole | 100 | 120
Docket No. 281 | Plainville | *** South Washington Street | Verizon | AT&T | monopole | 110 | 120
| Plainville | *** South Washington Street | New Cingular | New Cingular | monopole | 120 | 120
| Plainville | *** South Washington Street | Clearwire | New Cingular | monopole | 90 | 120
| Plainville | *** South Washington Street | T-Mobile | New Cingular | monopole | 100 | 120
| Plainville | *** South Washington Street | AT&T | AT&T | monopole | 121 | 120
| Plainville | *** South Washington Street | Verizon | AT&T | monopole | 112 | 120
| Plainville | *** South Washington Street | MetroPCS | AT&T | monopole | 76 | 120
| Plainville | *** South Washington Street | T-Mobile | AT&T | monopole | 98.5 | 120
| Plainville | *** South Washington Street | Verizon | AT&T | monopole | 112 | 120
| Plainville | *** South Washington Street | Verizon | Crown Castle | monopole | 112 | 120
| Plainville | *** South Washington Street | AT&T | Crown Castle | monopole | 120 | 120
| Plainville | *** South Washington Street | AT&T | Crown Castle | monopole | 120 | 120
| Plainville | *** South Washington Street | AT&T | Crown Castle | monopole | 120 | 120
| Plainville | *** South Washington Street | Sprint | Crown Castle | monopole
| Plainville | *** South Washington Street | AT&T | Crown Castle | monopole | 120 | 120
| Plainville | *** South Washington Street | T-Mobile | Crown Castle | monopole | 98 | 120 | yes
| Plainville | *** South Washington Street | AT&T | Crown Castle | monopole | 120 | 120 | yes
| Plainville | *** South Washington Street | Verizon | Crown Castle | monopole | 112 | 120
| Plainville | *** South Washington Street | Verizon | Crown Castle | monopole | 12'
| Plainville | ** West Main Street | T-Mobile | Town of Plainville | self-support lattice | 77 | 80
| Plainville | ** West Main Street | Pocket (now MetroPCS) | Town of Plainville | self-support lattice | 67 | 80
| Plainville | ** West Main Street | T-Mobile | Town of Plainville | self-support lattice | 77 | 80
| Plainville | ** West Main Street | MetroPCS | Town of Plainville | self-support lattice |  | 80
| Plainville | ** West Main Street | T-Mobile | Town of Plainville | self-support lattice | 77 | 80
| Plymouth | *** Mount Tobe Road | T-Mobile | SBA | monopole | 160 | 160
| Plymouth | *** Mount Tobe Road | Nextel | SBA | monopole | 127 | 160
| Plymouth | *** Mount Tobe Road | Cingular | SBA | monopole | 108 | 160
| Plymouth | *** Mount Tobe Road | Verizon | SBA | monopole | 137 | 160
| Plymouth | *** Mount Tobe Road | Verizon | SBA | monopole | 137 | 160
| Plymouth | *** Mount Tobe Road | Pocket (now MetroPCS) | SBA | monopole | 117 | 160
| Plymouth | *** Mount Tobe Road | Cingular | SBA | monopole | 108 | 160
| Plymouth | *** Mount Tobe Road | Verizon | SBA | monopole | 137 | 160
| Plymouth | *** Mount Tobe Road | Sprint | SBA | monopole | 148 | 160
| Plymouth | *** Mount Tobe Road | AT&T | SBA | monopole | 108 | 160
| Plymouth | *** Mount Tobe Road | T-Mobile | SBA | monopole | 160 | 160
| Plymouth | *** Mount Tobe Road | Sprint | SBA | monopole | 148 | 160
| Plymouth | *** Mount Tobe Road | Verizon | SBA | monopole | 137 | 160
| Plymouth | *** Mount Tobe Road | T-Mobile | SBA | monopole | 160 | 160
| Plymouth | *** Mount Tobe Road | AT&T | SBA | monopole | 108 | 160
| Plymouth | *** Mount Tobe Road | Sprint | SBA
| Plymouth | *** Mount Tobe Road | DISH | SBA | monopole | 124 | 160 | yes
| Plymouth | *** Town Hill Road | Sprint | VoiceStream | monopole | 155 | 170
| Plymouth | *** Town Hill Road | AT&T | VoiceStream | monopole | 145 | 170
| Plymouth | *** Town Hill Road | Verizon | VoiceStream | monopole | 135 | 170
| Plymouth | *** Town Hill Road | T-Mobile | VoiceStream | monopole | 165 | 170
Petition No. 721 | Plymouth | *** Town Hill Road | Nextel | VoiceStream | monopole | 125 | 170
| Plymouth | *** Town Hill Road | New Cingular | VoiceStream | monopole | 115 | 170
| Plymouth | *** Town Hill Road | ALLTEL | VoiceStream | monopole |  | 170
| Plymouth | *** Town Hill Road | Verizon | VoiceStream | monopole | 145 | 170
| Plymouth | *** Town Hill Road | Pocket (now MetroPCS) | VoiceStream | monopole | 105 | 170
| Plymouth | *** Town Hill Road | Verizon | T-Mobile | monopole | 135 | 170
| Plymouth | *** Town Hill Road | AT&T | Crown Castle | monopole | 115 | 170
| Plymouth | *** Town Hill Road | Sprint | Crown Castle | monopole | 155 | 170
| Plymouth | *** Town Hill Road | Sprint | Crown Castle | monopole | 155 | 170
| Plymouth | *** Town Hill Road | T-Mobile | Crown Castle | monopole | 164 | 170
| Plymouth | *** Town Hill Road | Verzion | Crown Castle | monopole | 144 | 169
| Plymouth | *** Town Hill Road | AT&T | Crown Castle | monopole | 115 | 169
| Plymouth | *** Town Hill Road | AT&T | Crown Castle | monopole | 115 | 169
| Plymouth | *** Town Hill Road | AT&T | Crown Castle | monopole | 115 | 170
| Plymouth | *** Town Hill Road | T-Mobile | Crown Castle | monopole | 164 | 169
| Plymouth | *** Town Hill Road | T-Mobile | Crown Castle | monopole | 164 | 169
| Plymouth | *** Town Hill Road | DISH | Crown Castle | monopole | 164 | 169 | yes
| Plymouth | *** Town Hill Road | AT&T | Crown Castle | monopole | 115 | 170 | yes
Docket No. 138 | Plymouth | *** North Street | SNET Cellular | SNET Cellular | monopole | 180 | 187
| Plymouth | *** North Street | SNET/SCLP | SNET/SCLP | monopole | 180 | 187
| Plymouth | *** North Street | DPS | SNET/SCLP | monopole | 160 | 187
| Plymouth | *** North Street | Cingular | American Tower | monopole | 187 | 187
| Plymouth | *** North Street | Pocket (now MetroPCS) | American Tower | monopole | 177 | 187
| Plymouth | *** North Street | Cingular | American Tower | monopole | 186 | 187
| Plymouth | *** North Street | AT&T | American Tower | monopole | 185 | 187
| Plymouth | *** North Street | American Tower | American Tower | monopole | n/a | 187 |  | diesel generator
| Plymouth | *** North Street | AT&T | American Tower | monopole | 185 | 180
| Plymouth | *** North Street | AT&T | American Tower | monopole | 185 | 180
| Plymouth | *** North Street | AT&T | American Tower | monopole | 185 | 180
| Plymouth | *** North Street | DISH | American Tower | monopole | 131 | 180 | yes
| Plymouth | *** North Street | Sprint | SBA | monopole | 195 | 195
| Plymouth | *** North Street | VoiceStream | SBA | monopole | 175 | 195
| Plymouth | *** North Street | Nextel | SBA | monopole | 185 | 195
| Plymouth | *** North Street | T-Mobile (VoiceStream) | SBA | monopole | 175 | 195
| Plymouth | *** North Street | Verizon | SBA | monopole | 165 | 195
| Plymouth | *** North Street | Verizon | SBA | monopole | 162 | 195
| Plymouth | *** North Street | Verizon | SBA | monopole | 165 | 195
| Plymouth | *** North Street | Sprint | SBA | monopole | 195 | 195
| Plymouth | *** North Street | Sprint | SBA | monopole | 195 | 195
| Plymouth | *** North Street | T-Mobile | SBA | monopole |  | 195 |  | propane generator | 7.5 kW
| Plymouth | *** North Street | T-Mobile | SBA | monopole | 175 | 195 | yes
| Plymouth | *** North Street | Verizon | SBA | monopole | 165 | 195 | yes
Docket No. 456 | Plymouth | ** Keegan Road | Verizon | Verizon | monopole | 140 | 140 |  | diesel generator
| Plymouth | ** Keegan Road | T-Mobile | Verizon | monopole | 130 | 140
Docket No. 156 | Plymouth | ** South Street | Litchfield County Cellular | Litchfield County Cellular | monopole | 190 | 193
| Plymouth | ** South Street | AT&T | Litchfield County Cellular | monopole | 190 | 193
| Plymouth | ** South Street | AT&T | Litchfield County Cellular | monopole |  | 193
Petition No. 655 | Plymouth | ** South Street | Verizon | AT&T | monopole | 169 | 193
| Plymouth | ** South Street | AT&T | AT&T | monopole | 178 | 193
| Plymouth | ** South Street | ALLTEL | Litchfield Acquisition Corp | monopole |  | 193
Petition No. 777 | Plymouth | ** South Street | Cingular | Alltell | monopole | 159 | 193
| Plymouth | ** South Street |  | Verizon | monopole |  | 193
| Plymouth | ** South Street | Verizon | Verizon | monopole | 179 | 193
| Plymouth | ** South Street | Pocket (now MetroPCS) | Verizon | monopole | 169 | 193
| Plymouth | ** South Street | Verizon | Verizon | monopole | 175 | 193
| Plymouth | ** South Street | MetroPCS | Verizon | monopole | 169 | 193
| Pomfret | *** Pomfret Street | Verizon | SBA | monopole | 157 | 170 |  | diesel generator
| Pomfret | *** Pomfret Street | T-Mobile | SBA | monopole | 147 | 170
| Pomfret | *** Pomfret Street | Verizon | SBA | monopole | 157 | 170
| Pomfret | *** Pomfret Street | Sprint | SBA | monopole | n/a | 170
| Pomfret | *** Pomfret Street | Verizon | SBA | monopole | 157 | 170
| Pomfret | *** Pomfret Street | T-Mobile | SBA | monopole | 147 | 170 |  | BBU
| Pomfret | *** Pomfret Street | Verizon | SBA | monopole | 157 | 170
| Pomfret | *** Pomfret Street | T-Mobile | SBA | monopole | 147 | 170
| Pomfret | *** Pomfret Street | Sprint | SBA | monopole | 167 | 170
| Pomfret | *** Pomfret Street | T-Mobile | SBA | monopole | 147 | 170
| Pomfret | *** Pomfret Street | DISH | SBA | monopole | 135 | 170 | yes
| Pomfret | *** Pomfret Street | T-Mobile | SBA | monopole | 157 | 170
| Pomfret | ** Babbitt Hill Road | T-Mobile | SBA | monopole | 137 | 168
| Pomfret | ** Babbitt Hill Road | Cingular | SBA | monopole | 147 | 168
| Pomfret | ** Babbitt Hill Road | Cingular | SBA | monopole | 147 | 168
| Pomfret | ** Babbitt Hill Road | AT&T | SBA | monopole | 147 | 168
| Pomfret | ** Babbitt Hill Road | Sprint | SBA | monopole | n/a | 168
| Pomfret | ** Babbitt Hill Road | AT&T | SBA | monopole | n/a | 168 |  | diesel generator
| Pomfret | ** Babbitt Hill Road | T-Mobile | SBA | monopole | 137 | 168 |  | BBU
| Pomfret | ** Babbitt Hill Road | AT&T | SBA | monopole | 147 | 168
| Pomfret | ** Babbitt Hill Road | Sprint | SBA | monopole | 157 | 168
| Pomfret | ** Babbitt Hill Road | T-Mobile | SBA | monopole | 137 | 168
| Pomfret | ** Babbitt Hill Road | T-Mobile | SBA | monopole | 137 | 168
| Pomfret | ** Babbitt Hill Road | AT&T | SBA | monopole |  | 168 |  | diesel generator
| Pomfret | ** Babbitt Hill Road | Verizon | SBA | monopole | 125 | 168 | yes | diesel genrator | 50-kilowatt
Dockt No. 484 | Pomfret | ** Ragged Hill Road | Verizon | Verizon | monopole | 130 | 130 |  | diesel generator/ battery backup | 30kw 130hrs/ batt - 8hrs
Docket No. 142 | Pomfret | ** Tyrone Road | SCLP | SCLP | monopole | 150 | 150
| Pomfret | ** Tyrone Road | Pomfret School | SCLP | monopole | 98 | 154
| Pomfret | ** Tyrone Road | SNET/Cingular | SCLP | monopole | 154 | 154
| Pomfret | ** Tyrone Road | Cingular | SCLP | monopole | 154 | 154
| Pomfret | ** Tyrone Road | AT&T | AT&T | monopole | 152 | 154
| Pomfret | ** Tyrone Road | AT&T | AT&T | monopole | 152 | 154
| Pomfret | ** Tyrone Road | AT&T | AT&T | monopole | 152 | 154
| Pomfret | ** Tyrone Road | AT&T | AT&T | monopole | 152 | 154
Docket No. 58 | Portland | ** Goodrich Lane | BAM | BAM | monopole | 160 | 160
| Portland | ** Goodrich Lane | BAM | BAM | monopole | 160 | 160
| Portland | ** Goodrich Lane | BAM | BAM | monopole | 160 | 160
| Portland | ** Goodrich Lane | BAM/Sprint | BAM | monopole | 140 | 160
| Portland | ** Goodrich Lane | BAM | BAM | monopole |  | 160
| Portland | ** Goodrich Lane | BAM/OMNI | BAM | monopole | 130 | 160
| Portland | ** Goodrich Lane | BAM
| Portland | ** Goodrich Lane | Nextel | Crown | monopole | 128 | 160
| Portland | ** Goodrich Lane | AT&T | Crown | monopole | 121 | 160
| Portland | ** Goodrich Lane | Verizon | Crown | monopole | 163 | 160
| Portland | ** Goodrich Lane | Cingular | Crown | monopole | 120 | 160
| Portland | ** Goodrich Lane | Cingular | Crown | monopole |  | 160
| Portland | ** Goodrich Lane | Clearwire | Crown | monopole | 142 | 160
| Portland | ** Goodrich Lane | Verizon | Crown | monopole | 163 | 160
| Portland | ** Goodrich Lane | Verizon | Crown | monopole | 160 | 160
| Portland | ** Goodrich Lane | AT&T | Crown Castle | monopole | 120 | 160
| Portland | ** Goodrich Lane | Sprint | Crown Castle | monopole |  | 160
| Portland | ** Goodrich Lane | Verizon | Crown Castle | monopole | 160 | 160
| Portland | ** Goodrich Lane | Verizon | Crown Castle | monopole | 160 | 160
| Portland | ** Goodrich Lane | Verizon | Crown Castle | monopole | 160 | 160
| Portland | ** Goodrich Lane | T-Mobile | Crown Castle | monopole | 137 | 160
| Portland | ** Goodrich Lane | AT&T | Crown Castle | monopole | 116 | 160
| Portland | ** Goodrich Lane | AT&T | Crown Castle | monopole | 116 | 160
| Portland | ** Goodrich Lane | Sprint | Crown Castle | monopole |  | 160
| Portland | ** Goodrich Lane | T-Mobile | Crown Castle | monopole | 137 | 160
| Portland | ** Goodrich Lane | Sprint | Crown Castle | monopole | 152 | 160
| Portland | ** Goodrich Lane | T-Mobile | Crown Castle |  |  |  |  | diesel generator | 15 kilowatts
| Portland | ** Goodrich Lane | AT&T | Crown Castle | monopole | 118 | 160 | yes
| Portland | ** Goodrich Lane | DISH | Crown Castle | monopole | 108 | 160 | yes
| Portland | ** High Street | T-Mobile | Town of Portland | monopole | 110 | 120
| Portland | ** High Street | T-Mobile | Town of Portland | monopole | 110 | 120
Petition No. 965 | Portland | ** High Street | Clearwire | Town of Portland | monopole | 105 | 120
| Portland | ** High Street | T-Mobile | Town of Portland | monopole | 110 | 120
| Portland | ** High Street | T-Mobile | Town of Portland | monopole | 110 | 120
| Portland | ** High Street | T-Mobile | Town of Portland | monopole | 110 | 120
| Portland | ** High Street | T-Mobile | Town of Portland | monopole | 110 | 120
| Portland | ** High Street | T-Mobile | Town of Portland |  |  |  |  | diesel generator | 25-kilowatts
| Portland | ** High Street | T-Mobile | Town of Portland | monopole | 110 | 120
| Portland | ** High Street | SNET/SCLP | SNET/SCLP | self-support lattice | 80 | 80
| Portland | ** High Street | SNET/Cingular | SNET/SCLP | self-support lattice | 80 | 80
| Portland | ** High Street | Cingular | SNET/SCLP | self-support lattice | 80 | 80
| Portland | ** High Street | AT&T | AT&T | self-support lattice | 80 | 80
| Portland | ** High Street | AT&T | AT&T | self-support lattice | n/a | 80 |  | diesel generator
| Portland | ** High Street | AT&T | AT&T | self-support lattice | 77 | 80
| Portland | ** High Street | AT&T | AT&T | self-support lattice | 77 | 80
| Portland | ** High Street | AT&T | AT&T | self-support lattice | 77 | 80
| Portland | ** High Street | AT&T | AT&T | self-support lattice | 77 | 80
Petition No. 1133 | Portland | ** High Street | Verizon | AT&T | self-support lattice | 90 | 90 | yes
Docket No. 206 | Portland | *** Middle Haddam Road | Verizon | Crown | monopole | 130 | 130
| Portland | *** Middle Haddam Road | Verizon | Cellco | monopole |  | 130
| Portland | *** Middle Haddam Road | Cingular | Cellco | monopole | 117 | 130
Petition No. 806 | Portland | *** Middle Haddam Road | T-Mobile | Cellco | monopole | 137 | 140
| Portland | *** Middle Haddam Road | Cingular | Cellco | monopole | 117 | 140
| Portland | *** Middle Haddam Road | Verizon | Cellco | monopole | 127 | 140
| Portland | *** Middle Haddam Road | Verizon | Cellco | monopole | 128 | 140
| Portland | *** Middle Haddam Road | AT&T | Cellco | monopole | 117 | 140
Petition No. 1124 | Portland | *** Middle Haddam Road | T-Mobile | Cellco | monopole | 139 | 140
| Portland | *** Middle Haddam Road | American Tower | Cellco |  |  |  |  | diesel generator | 50-kilowatt
| Portland | *** Middle Haddam Road | AT&T | Cellco | monopole | 119 | 140
| Portland | *** Middle Haddam Road | Verizon | Cellco | monopole | 127 | 140
| Portland | *** Middle Haddam Road | DISH | Cellco | monopole | 69 | 140 | yes
| Portland | *** Middle Haddam Road | Verizon | Cellco | monopole | 140 | 140
| Preston | *** Pierce Road | AT&T | Sprint | monopole | 140 | 150
| Preston | *** Pierce Road | Cingular | Sprint | monopole | 140 | 150
| Preston | *** Pierce Road | Cingular | Sprint | monopole |  | 150
| Preston | *** Pierce Road | Verizon | Sprint | monopole | 134 | 150
| Preston | *** Pierce Road | Sprint | Crown Castle | monopole |  | 150
| Preston | *** Pierce Road | AT&T | Crown Castle | monopole | 144 | 150
| Preston | *** Pierce Road | Verizon | Crown Castle | monopole | 131 | 150
| Preston | *** Pierce Road | Verizon | Crown Castle | monopole | 131 | 150
| Preston | *** Pierce Road | AT&T | Crown Castle | monopole | 144 | 150
| Preston | *** Pierce Road | Sprint | Crown Castle | monopole | 150 | 155
| Preston | *** Pierce Road | dISH | Crown Castle | monopole | 119 | 155 | yes
| Preston | *** Route * | Verizon | Sprint | monopole | 138 | 150
| Preston | *** Route * | AT&T | Sprint | monopole | 118 | 150
| Preston | *** Route * | T-Mobile (VoiceStream) | Sprint | monopole | 118 | 150
| Preston | *** Route * | Cingular | Sprint | monopole | 118 | 150
| Preston | *** Route * | MetroPCS | Sprint | monopole | 110 | 150
| Preston | *** Route * | Verizon | Sprint | monopole | 138 | 150
| Preston | *** Route * | T-Mobile | Sprint | monopole | 128 | 150
| Preston | *** Route * | Sprint | Crown Castle | monopole |  | 150
| Preston | *** Route * | AT&T | Crown Castle | monopole | 118 | 150
| Preston | *** Route * | T-Mobile | Crown Castle | monopole | 129 | 150
| Preston | *** Route * | Verizon | Crown Castle | monopole | 138 | 150
| Preston | *** Route * | T-Mobile | Crown Castle | monopole | 129 | 147
| Preston | *** Route * | Verizon | Crown Castle | monopole | 138 | 150
| Preston | *** Route * | Sprint | Crown Castle | monopole | 147 | 147
| Preston | *** Route * | Sprint | Crown Castle | monopole | 147 | 147
| Preston | *** Route * | Sprint | Crown Castle | monopole | 147 | 147
| Preston | *** Route * | AT&T | Crown Castle | monopole |  |  |  | diesel generator | 20kw
| Preston | *** Route * | AT&T | Crown Castle | monopole |  |  |  | diesel generator | 20kw
| Preston | *** Route * | AT&T | Crown Castle | monopole | 116 | 147
| Preston | *** Route * | DISH | Crown Castle | monopole | 105 | 147 | yes
| Prospect | ** Kluge Road | VoiceStream | Sprint | monopole | 180 | 190
| Prospect | ** Kluge Road | AT&T | Sprint | monopole | 170 | 190
| Prospect | ** Kluge Road | T-Mobile (VoiceStream) | Sprint | monopole | 180 | 190
| Prospect | ** Kluge Road | AT&T | Sprint | monopole | 170 | 190
| Prospect | ** Kluge Road | Sprint | Sprint | monopole |  | 190 |  | fuel cell backup
| Prospect | ** Kluge Road | Sprint | Global Signal Acquisitions | monopole | 190.5 | 190
| Prospect | ** Kluge Road | Sprint | Global Signal Acquisitions | monopole | 192 | 190
| Prospect | ** Kluge Road | T-Mobile | Crown Castle | monopole | 180 | 190
| Prospect | ** Kluge Road | T-Mobile | Crown Castle | monopole | 180 | 190
Sub-Petition No. 1133 | Prospect | ** Kluge Road | AT&T | Crown Castle | monopole | 160 | 190 | yes | diesel generator | 20-kilowatt
| Prospect | ** Kluge Road | DISH | Crown Castle | monopole | 170 | 190 | yes
| Prospect | *** Waterbury Road | AT&T | Clear Channel | guyed-lattice | 148&140 | 195
| Prospect | *** Waterbury Road | T-Mobile | SFX Broadcasting | guyed-lattice | 130 | 195
| Prospect | *** Waterbury Road | Cingular | SFX Broadcasting | guyed-lattice | 140 | 195
| Prospect | *** Waterbury Road | var. | Clear Channel | monopole | var. | 150
| Prospect | *** Waterbury Road | AT&T | SFX Broadcasting | monopole | 154 | 150
| Prospect | *** Waterbury Road | AT&T | SFX Broadcasting | monopole | 154 | 150
| Prospect | *** Waterbury Road | T-Mobile | American Tower Corporation | monopole | 140 | 150
| Prospect | *** Waterbury Road | AT&T | American Tower Corporation | monopole | 154 | 150
| Prospect | *** Waterbury Road | T-Mobile | American Tower Corporation | monopole | 137 | 150
| Prospect | *** Waterbury Road | AT&T | American Tower Corporation | monopole | 154 | 150
| Prospect | *** Waterbury Road | T-Mobile | American Tower Corporation | monopole | 137 | 150
| Prospect | *** Waterbury Road | American Tower | American Tower Corporation |  |  |  |  | diesel generator | 80-kilowatt
| Prospect | *** Waterbury Road | T-Mobile | American Tower Corporation | monopole | 137 | 150
| Prospect | *** Waterbury Road | AT&T | American Tower Corporation | monopole | 154 | 150 | yes
| Prospect | *** New Haven Road | SCLP | SBA Towers Inc | monopole | 158 | 160
| Prospect | *** New Haven Road | BAM | SBA Towers | monopole | 132 | 160 |  | diesel generator
| Prospect | *** New Haven Road | AT&T | SBA | monopole | 112 | 160
| Prospect | *** New Haven Road | SNET/Cingular | SBA | monopole | 157 | 160
| Prospect | *** New Haven Road | Verizon | SBA | monopole | 132 | 160
| Prospect | *** New Haven Road | Verizon | SBA | monopole | 135 | 160
| Prospect | *** New Haven Road | Cingular | SBA | monopole | 158 | 160
| Prospect | *** New Haven Road | Pocket (now MetroPCS) | SBA | monopole | 100 | 160
| Prospect | *** New Haven Road | Verizon | SBA | monopole | 132 | 160
| Prospect | *** New Haven Road | AT&T | SBA | monopole | 158 | 160
| Prospect | *** New Haven Road | Verizon | SBA | monopole | 132 | 160
| Prospect | *** New Haven Road | Verizon | SBA | monopole | 132 | 157
| Prospect | *** New Haven Road | AT&T | SBA | monopole | 132 | 157
| Prospect | *** New Haven Road | Verizon | SBA | monopole | 132 | 157
Petition No. 745 | Prospect | ** Kluge Road | CL&P | CL&P | self-support lattice | var, | 152
| Prospect | ** Kluge Road | CL&P | CL&P | self-support lattice | 147 | 152
| Prospect | *** Cheshire Road | Verizon | Sprint | monopole | 140 | 150
| Prospect | *** Cheshire Road | AT&T Wireless | SBA | monopole | 127 | 150
| Prospect | *** Cheshire Road | Cingular | SBA | monopole | 117 | 150
Petition No. 740 | Prospect | *** Cheshire Road | T-Mobile | SBA | monopole | 160 | 162
| Prospect | *** Cheshire Road | Verizon | SBA | monopole | 137 | 162
| Prospect | *** Cheshire Road | Cingular/AT&T | SBA | monopole | 127 | 162
| Prospect | *** Cheshire Road | Cingular | SBA | monopole | 117 | 162
| Prospect | *** Cheshire Road | Pocket (now MetroPCS) | SBA | monopole | 127 | 162
| Prospect | *** Cheshire Road | Verizon | SBA | monopole | 137 | 162
| Prospect | *** Cheshire Road | AT&T | SBA | monopole | 117 | 162
| Prospect | *** Cheshire Road | Sprint | SBA | monopole | 147 | 162
| Prospect | *** Cheshire Road | Sprint | SBA | monopole | 147 | 162
| Prospect | *** Cheshire Road | T-Mobile | SBA | monopole | 160 | 162
| Prospect | *** Cheshire Road | DISH | SBA | monopole | 100 | 162 | yes
| Prospect | ** Waterbury Road | SCLP | Charles Bradshaw | guyed-lattice | 120 | 160
| Prospect | ** Waterbury Road | Nextel | Charles Bradshaw | guyed-lattice | 152 | 160
| Prospect | ** Waterbury Road | SNET/Cingular | Charles Bradshaw | guyed-lattice | 124 | 160
| Prospect | ** Waterbury Road | SNET/Cingular | Charles Bradshaw | guyed-lattice | 124 | 160
| Prospect | ** Waterbury Road | SNET/Cingular | Charles Bradshaw | guyed-lattice | 124 | 160
| Prospect | ** Waterbury Road | Clearwire | Charles Bradshaw | guyed-lattice | 146 | 160
| Prospect | ** Waterbury Road | Sprint | Charles Bradshaw | guyed-lattice | 146 | 160
| Prospect | ** Waterbury Road | Verizon | Charles Bradshaw | guyed-lattice | 135 | 160
| Prospect | ** Waterbury Road | AT&T | Charles Bradshaw | guyed-lattice | 126 | 160
| Prospect | ** Waterbury Road | Verizon | Charles Bradshaw | guyed-lattice | 135 | 160
| Prospect | ** Waterbury Road | Verizon | Charles Bradshaw | guyed-lattice | 135 | 160
| Prospect | ** Waterbury Road | Verizon | Charles Bradshaw | guyed-lattice | 135 | 160
| Prospect | ** Waterbury Road | Verizon | Charles Bradshaw | guyed-lattice | 135 | 160
| Prospect | ** Waterbury Road | AT&T | Charles Bradshaw | guyed-lattice | 126 | 160
| Prospect | ** Waterbury Road | Sprint | Charles Bradshaw | guyed-lattice | 130 | 160
| Prospect | ** Waterbury Road | Verizon | Charles Bradshaw | guyed-lattice | 135 | 160
| Prospect | ** Waterbury Road | AT&T | Charles Bradshaw | guyed-lattice | 126 | 160
| Prospect | ** Waterbury Road | Sprint | Charles Bradshaw | guyed-lattice | 146 | 160
| Prospect | ** Waterbury Road | Verizon | Charles Bradshaw | guyed-lattice | 135 | 160 | yes
| Prospect | ** Waterbury Road | Verizon | Charles Bradshaw | guyed-lattice | 135 | 160 | yes
| Putnam | *** Sayles Avenue | BAM | SBA Towers | monopole | 157 | 175 |  | diesel generator
| Putnam | *** Sayles Avenue | SNET | SBA Towers | monopole | 135 | 175
| Putnam | *** Sayles Avenue | VoiceStream | SBA Towers | monopole | 185 | 175
| Putnam | *** Sayles Avenue | AT&T | SBA Towers | monopole | 137 | 175
| Putnam | *** Sayles Avenue | SNET/Cingular | SBA Towers | monopole | 134 | 175
| Putnam | *** Sayles Avenue | T-Mobile (VoiceStream) | SBA Towers | monopole |  | 175
| Putnam | *** Sayles Avenue | Cingular/AT&T | SBA Towers | monopole | 167 | 175
| Putnam | *** Sayles Avenue | Verizon | SBA Towers | monopole | 146 | 175
| Putnam | *** Sayles Avenue | Cingular | SBA Towers | monopole | 134 | 175
| Putnam | *** Sayles Avenue | MetroPCS | SBA Towers | monopole | 124 | 175
| Putnam | *** Sayles Avenue | Sprint Nextel | SBA Towers | monopole |  | 175 |  | fuel cell backup
| Putnam | *** Sayles Avenue | Verizon | SBA | monopole | 147 | 175
| Putnam | *** Sayles Avenue | AT&T | SBA | monopole | 134 | 175
| Putnam | *** Sayles Avenue | Sprint | SBA | monopole |  | 175
| Putnam | *** Sayles Avenue | Verizon | SBA | monopole | 147 | 175
| Putnam | *** Sayles Avenue | AT&T | SBA | monopole |  | 175 |  | diesel generator
| Putnam | *** Sayles Avenue | AT&T | SBA | monopole | 134 | 175
| Putnam | *** Sayles Avenue | Verizon | SBA | monopole | 147 | 175
| Putnam | *** Sayles Avenue | AT&T | SBA | monopole | 134 | 175
| Putnam | *** Sayles Avenue | AT&T | SBA | monopole | 134 | 175
| Putnam | *** Sayles Avenue | Sprint | SBA | monopole | 175 | 175
| Putnam | *** Sayles Avenue | AT&T | SBA Tower Inc. | monopole | 175 | 175
| Putnam | *** Sayles Avenue | AT&T | SBA Tower Inc. | monopole | 137 | 175
| Putnam | *** Sayles Avenue | DISH | SBA Tower Inc. | monopole | 165 | 175 | yes
Docket No. 362 | Putnam | *** Elmwood Hill Road | Verizon | Verizon | monopole | 147 | 150
| Putnam | *** Elmwood Hill Road | Cingular | Verizon | monopole | 137 | 150
| Putnam | *** Elmwood Hill Road | Verizon | Verizon | monopole | 147 | 150
| Putnam | *** Elmwood Hill Road | AT&T | Verizon | monopole | 137 | 150
| Putnam | *** Elmwood Hill Road | Verizon | Verizon | monopole | 147 | 150
| Putnam | *** Elmwood Hill Road | Verizon | American Tower Corporation | monopole | 147 | 150
| Putnam | *** Elmwood Hill Road | Verizon | American Tower Corporation | monopole | 147 | 150 | yes
| Putnam | ** Industrial Park Road | AT&T Wireless | SBA | self-support lattice | 186 | 196
| Putnam | ** Industrial Park Road | Verizon | SBA | self-support lattice | 176 | 196
| Putnam | ** Industrial Park Road | Cingular | SBA | self-support lattice | 186 | 196
| Putnam | ** Industrial Park Road | Cingular | SBA | self-support lattice |  | 196
| Putnam | ** Industrial Park Road | AT&T | SBA | self-support lattice | 186 | 196
| Putnam | ** Industrial Park Road | AT&T | SBA | self-support lattice | 186 | 196
| Putnam | ** Industrial Park Road | Verizon | SBA | self-support lattice | 176 | 196
| Putnam | ** Industrial Park Road | Verizon | SBA | self-support lattice | 176 | 196
| Putnam | ** Industrial Park Road | AT&T | SBA | self-support lattice | 186 | 196
| Putnam | ** Industrial Park Road | DISH | SBA | self-support lattice | 166 | 196 | yes
| Putnam | ** Industrial Park Road | Verizon | SBA | self-support lattice | 176 | 196
Docket No. 167 | Redding | *** Old Redding Road | SCLP | SCLP | self-support lattice | 180 | 180
| Redding | *** Old Redding Road | DMV | SCLP | self-support lattice | 103 | 180
| Redding | *** Old Redding Road | DPS | SCLP | self-support lattice | 130 | 180
| Redding | *** Old Redding Road | NW CT Pub Safety | SCLP | self-support lattice | 104 | 180
| Redding | *** Old Redding Road | AT&T Wireless | SCLP | self-support lattice | 143 | 180
| Redding | *** Old Redding Road | BAM | SCLP | self-support lattice | 172 | 180
| Redding | *** Old Redding Road | FBI | SCLP | self-support lattice | 65 | 180
| Redding | *** Old Redding Road | Nextel | SCLP | self-support lattice | 164 | 180
| Redding | *** Old Redding Road | Omni | SCLP | self-support lattice | 150 | 180
| Redding | *** Old Redding Road | Sprint | SCLP | self-support lattice | 157 | 180
| Redding | *** Old Redding Road | AT&T Wireless | SCLP | self-support lattice | n/a | 180
| Redding | *** Old Redding Road | Cingular | SCLP | self-support lattice | 180 | 180
| Redding | *** Old Redding Road | AT&T Wireless | SCLP | self-support lattice | n/a | 180
| Redding | *** Old Redding Road | Verizon | SCLP | self-support lattice | 174 | 180
| Redding | *** Old Redding Road | New Cingular | American Tower | self-support lattice | 180 | 180
| Redding | *** Old Redding Road | Cingular/AT&T | American Tower | self-support lattice | 143 | 180
| Redding | *** Old Redding Road | Verizon | American Tower | self-support lattice | 172 | 180
| Redding | *** Old Redding Road | MetroPCS | American Tower | self-support lattice | 140 | 180
| Redding | *** Old Redding Road | CL&P | American Tower | self-support lattice | 118 | 180
| Redding | *** Old Redding Road | Verizon | American Tower | self-support lattice | 172 | 180
| Redding | *** Old Redding Road | AT&T | American Tower | self-support lattice | 180 | 180
| Redding | *** Old Redding Road | Sprint | American Tower | self-support lattice | 157 | 180
| Redding | *** Old Redding Road | American Tower | American Tower | self-support lattice | n/a | 180 |  | diesel generator
| Redding | *** Old Redding Road | Verizon | American Tower | self-support lattice | 172 | 180
| Redding | *** Old Redding Road | Verizon | American Tower | self-support lattice | 172 | 180
| Redding | *** Old Redding Road | Sprint | American Tower | self-support lattice | 154 | 180
| Redding | *** Old Redding Road | MetroPCS | American Tower | self-support lattice | 140 | 180
| Redding | *** Old Redding Road | T-Mobile | American Tower Corporation | self-support lattice | 140 | 180
| Redding | *** Old Redding Road | Verizon | American Tower | self-support lattice | 172 | 180
| Redding | *** Old Redding Road | AT&T | American Tower | self-support lattice | 180 | 180
| Redding | *** Old Redding Road | Sprint | American Tower | self-support lattice | 157 | 180
| Redding | *** Old Redding Road | T-Mobile | American Tower Corporation | self-support lattice | 147 | 180
| Redding | *** Old Redding Road | AT&T | American Tower Corporation | self-support lattice | 180 | 180
| Redding | *** Old Redding Road | DISH | American Tower Corporation | self-support lattice | 162 | 180 | yes
Petition No. 441 | Redding | *** Mountain Road | Omni | CL&P | utility pole | 74.5 | 68
Petition No. 441 | Redding | *** Mountain Road | T-Mobile | Eversource | utility pole | 74 | 68
Docket No. 334 | Redding | *** Black Rock Turnpike | Sprint Nextel | Sprint Nextel | monopole | 119 | 120
Docket No. 334 | Redding | *** Black Rock Turnpike | Redding Fire Dept. | Sprint Nextel | monopole | 110 | 120
Docket No. 334 | Redding | *** Black Rock Turnpike | Verizon | Sprint Nextel | monopole | 12 | 120
Docket No. 449 | Redding | *** Black Rock Turnpike | AT&T | Message Center Management | monopole | 150 | 150 |  | propane generator
| Redding | *** Black Rock Turnpike | AT&T | Message Center Management | monopole | 145 | 150 | yes
| Redding | *** Black Rock Turnpike | Verizon | Sprint Nextel | monopole | 110 | 120
Docekt No. 284 | Redding | ** Wayside Lane | AT&T | AT&T | monopole | 117', 109' | 120
| Redding | ** Wayside Lane | T-Mobile | AT&T | monopole | 87 | 120
| Redding | ** Wayside Lane | AT&T | AT&T | monopole | 97 | 120
| Redding | ** Wayside Lane | AT&T | AT&T | monopole |  | 120
| Redding | ** Wayside Lane | T-Mobile | Crown Castle | monopole | 84 | 120
Docket No. 517 | Redding | *** Simpaug Turnpike (Parcel No. **-** | Verizon | MCM Holdings, LLC | monopole | 146 | 150 | yes | propane generator | 50-kilowatt
Docket No. 404 | Redding | ** Great Oak Lane | AT&T | AT&T | monopole | 167, 177 | 180 |  | diesel generator
| Redding | ** Great Oak Lane | Verizon | AT&T | monopole | 147.5 | 180 |  | diesel generator
| Redding | ** Great Oak Lane | Verizon | AT&T | monopole | 147.5 | 180
| Redding | ** Great Oak Lane | DISH | AT&T | monopole | 129 | 180 | yes
Petition No. 456 | Redding | ** Peaceable Street | VoiceStream | CL&P | utility pole | 85', 78' | 70
Petition No. 456 | Redding | ** Peaceable Street | VoiceStream | CL&P | utility pole | 85 | 70
| Redding | ** Peaceable Street | T-Mobile (VoiceStream) | CL&P | utility pole | 85', 78' | 70
| Redding | ** Peaceable Street | T-Mobile | Eversource | utility pole | 85 | 70
| Redding | * Dittmar Road | AT&T | Message Center Mngmt | guyed-lattice | 98 | 110
| Redding | * Dittmar Road | Nextel | Message Center Mngmt | guyed-lattice | 112 | 110
| Redding | * Dittmar Road | Cingular | Message Center Mngmt | guyed-lattice | 98 | 110
Docket No. 425 | Redding | * Dittmar Road | T-Mobile | Message Center Mngmt | monopole | 120 | 120 |  | battery backup | 12-16 hour capacity
| Redding | * Dittmar Road |  | MCM Acquisition 2017 LLC | monopole |  | 120
Petition No. 311 | Redding | ** Lonetown Road | BAM | Gianninoto and Miller | self-support lattice | 110 | 120
| Redding | ** Lonetown Road | BAM | Gianninoto and Miller | self-support lattice | 95 | 120
| Redding | ** Lonetown Road | Verizon | Gianninoto & Miller | self-support lattice | 90;82 | 100
| Redding | ** Lonetown Road | Verizon | Gianninoto & Miller | self-support lattice | 90;82 | 100
| Redding | ** Lonetown Road | Verizon | Gianninoto & Miller | self-support lattice | 90 | 100
| Redding | ** Lonetown Road | Verizon | Gianninoto & Miller | self-support lattice | 90 | 100
Petition No. 1131 | Redding | ** Lonetown Road | Verizon | Gianninoto & Miller | self-support lattice | 92 | 100 |  | propane generator
| Redding | ** Lonetown Road | T-Mobile | Andrew & Elizabeth Mound | self-support lattice | 92 | 100
| Redding | ** Lonetown Road | Verizon | Andrew & Elizabeth Mound | self-support lattice | 82 | 100
| Redding | ** Lonetown Road | T-Mobile | Andrew & Elizabeth Mound | self-support lattice | 92 | 100
| Redding | ** Lonetown Road | Verizon | Gianninoto & Miller | self-support lattice | 92 | 100 | yes
| Ridgefield | ** Catoonah Street | SNET/SCLP | SNET/SCLP | monopole | 63 | 65
| Ridgefield | ** Catoonah Street | SNET/SCLP | SNET/SCLP | monopole | 58 | 65
| Ridgefield | ** Catoonah Street | AT&T | AT&T | monopole | 62 | 65
Petition No. 1338 | Ridgefield | *** Danbury Road | Verizon | Verizon | rooftop | 47 | 50 |  | battery backup
Petition No. 470 | Ridgefield | ** Cooper Hill Road | AT&T | CL&P | utility pole | 85 | 87
| Ridgefield | ** Cooper Hill Road | AT&T | CL&P | utility pole | 85 | 87
| Ridgefield | ** Cooper Hill Road | Cingular | CL&P | utility pole | 85 | 87
| Ridgefield | ** Cooper Hill Road | AT&T | CL&P | utility pole | 85 | 87
Petition No. 1280 | Ridgefield | **-** Danbury Road | Verizon | Eppoliti Realty Co. Inc. | rooftop | 36 | 30
| Ridgefield | **-** Danbury Road | Verizon | Eppoliti Realty Co. Inc. | rooftop | 36 | 30
| Ridgefield | *** Danbury Road | Omnipoint | Nextel | monopole | 87.5 | 100
| Ridgefield | *** Danbury Road | MetroPCS | Nextel | monopole | 77 | 100
| Ridgefield | *** Danbury Road | T-Mobile | American Tower | monopole | 87.5 | 100
| Ridgefield | *** Danbury Road | American Towers | American Tower | monopole |  |  |  | diesel generator | 80kw
Docket No. 113 | Ridgefield | ** East Ridge Road | BAM | Ridgefield, Town of | monopole | 128 | 130
| Ridgefield | ** East Ridge Road | BAM | Ridgefield, Town of | monopole | 140 | 130
| Ridgefield | ** East Ridge Road | Verizon | Ridgefield, Town of | monopole | 131 | 130
| Ridgefield | ** East Ridge Road | Verizon | Ridgefield, Town of | monopole | 130 | 130
| Ridgefield | ** East Ridge Road | Verizon | Ridgefield, Town of | monopole | 130 | 130
| Ridgefield | ** East Ridge Road | Sprint | Ridgefield, Town of | monopole | 118 | 130
| Ridgefield | ** East Ridge Road | Verizon | Ridgefield, Town of | monopole | 128 | 130
| Ridgefield | ** East Ridge Road | T-Mobile | Ridgefield, Town of | monopole | 100 | 130
| Ridgefield | ** East Ridge Road | Sprint | Ridgefield, Town of | monopole | 118 | 130
| Ridgefield | ** East Ridge Road | T-Mobile | Ridgefield, Town of | monopole | 100 | 130
| Ridgefield | ** East Ridge Road | Verizon | Ridgefield, Town of | monopole | 128 | 130
| Ridgefield | ** East Ridge Road | T-Mobile | Ridgefield, Town of | monopole | 100 | 130
| Ridgefield | ** East Ridge Road | T-Mobile | Ridgefield, Town of | monopole | 100 | 130
| Ridgefield | ** East Ridge Road | T-Mobile | Ridgefield, Town of | monopole | 100
| Ridgefield | ** East Ridge Road | Verizon | Ridgefield, Town of | monopole | 130 | 130
| Ridgefield | ** East Ridge Road | T-Mobile | Ridgefield, Town of | monopole | 100 | 130
| Ridgefield | ** East Ridge Road | DISH | Ridgefield, Town of | monopole | 118 | 130 | yes
| Ridgefield | *** Ethan Allen Highway | Sprint | VoiceStream | monopole | 80 | 100
| Ridgefield | *** Ethan Allen Highway | AT&T | VoiceStream | monopole | 70 | 100
| Ridgefield | *** Ethan Allen Highway | Cingular | VoiceStream | monopole | 69 | 100
| Ridgefield | *** Ethan Allen Highway | AT&T | VoiceStream | monopole | 70 | 100
| Ridgefield | *** Ethan Allen Highway | AT&T | VoiceStream | monopole | 67 | 100
| Ridgefield | *** Ethan Allen Highway | T-Mobile | Crown Castle | monopole | 87, 97 | 100
| Ridgefield | *** Ethan Allen Highway | Sprint | Crown Castle | monopole | 77 | 100
| Ridgefield | *** Ethan Allen Highway | Verizon | Crown Castle | monopole | 106 | 110 | yes | propane generator | 50-kilowatt
| Ridgefield | *** Ethan Allen Highway | T-Mobile | Crown Castle | monopole | 96, 80 | 110
| Ridgefield | *** Ethan Allen Highway | AT&T | Crown Castle | monopole | 70 | 110
| Ridgefield | *** Ethan Allen Highway | DISH | Crown Castle | monopole | 82 | 110 | yes
Petition No. 489 | Ridgefield | ** Halpin Lane | AT&T Wireless | CL&P | utility pole | 117 | 105
| Ridgefield | ** Halpin Lane | AT&T Wireless | CL&P | utility pole | 117 | 105
| Ridgefield | ** Halpin Lane | AT&T | CL&P | utility pole | 115 | 105
| Ridgefield | ** Halpin Lane | AT&T | CL&P | utility pole | 115 | 105
Petition No. 458 | Ridgefield | Cooper Hill Road | VoiceStream | CL&P | utility pole | 97 | 82
| Ridgefield | Cooper Hill Road | T-Mobile (VoiceStream) | CL&P | utility pole | 97 | 100
Docket No. 445 | Ridgefield | Old Stagecoach Road/Aspen Ledges Road | AT&T | Homeland Towers | monopole | 146 | 150 |  | diesel generator
Docket No. 445 | Ridgefield | Old Stagecoach Road/Aspen Ledges Road | Town of Ridgefield | Homeland Towers | monopole | 150 | 150 |  | propane generator
| Ridgefield | Old Stagecoach Road/Aspen Ledges Road | T-Mobile | Homeland Towers | monopole | 126 | 150
| Ridgefield | Old Stagecoach Road/Aspen Ledges Road |  | Insite Towers Development | monopole |  | 150
| Ridgefield | Old Stagecoach Road/Aspen Ledges Road | AT&T | Insite Towers Development | monopole | 146 | 150
| Ridgefield | Old Stagecoach Road/Aspen Ledges Road | AT&T | Insite Towers Development | monopole | 146 | 150
Sub-petition No. 1133 | Ridgefield | Old Stagecoach Road/Aspen Ledges Road | Verizon | Insite Towers Development | monopole | 136 | 150 |  | propane generator | 30kw
| Ridgefield | Old Stagecoach Road/Aspen Ledges Road | T-Mobile | Insite Towers Development | monopole | 126 | 150
| Ridgefield | Old Stagecoach Road/Aspen Ledges Road | AT&T | Insite Towers Development | monopole | 146 | 150
| Ridgefield | Old Stagecoach Road/Aspen Ledges Road | T-Mobile | Insite Towers Development | monopole | 126 | 150
| Ridgefield | Old Stagecoach Road/Aspen Ledges Road | Verizon | Insite Towers Development | monopole | 136 | 150 | yes
| Ridgefield | Old Stagecoach Road/Aspen Ledges Road | DISH | Insite Towers Development | monopole | 113 | 150 | yes
Petition No. 1054 | Ridgefield | Prospect Street | CL&P | CL&P | monopole | var. | 84
| Ridgefield | Prospect Street | Eversource | CL&P | monopole | 84 | 84
| Rocky Hill | **** Cromwell Avenue | Verizon | Crown Media | monopole | 146 | 173
| Rocky Hill | **** Cromwell Avenue | Verizon | Crown Media | monopole | 146 | 173
| Rocky Hill | **** Cromwell Avenue | Verizon | Crown Media | monopole | 150 | 173
| Rocky Hill | **** Cromwell Avenue | Verizon | Crown Media | monopole | 150 | 173
| Rocky Hill | **** Cromwell Avenue | Verizon | Crown Media | monopole | 150 | 173
| Rocky Hill | **** Cromwell Avenue | Verizon | Crown Media | monopole | 150 | 173
| Rocky Hill | **** Cromwell Avenue | Verizon | Crown Castle | monopole | 150 | 173
| Rocky Hill | **** Cromwell Avenue | DISH | Crown Castle | monopole | 171 | 173 | yes
| Rocky Hill | **** Cromwell Avenue | Verizon | Crown Castle | monopole
Docket No. 151 | Rocky Hill | * West Street | SCLP | SCLP | monopole | 100 | 100
| Rocky Hill | * West Street | SNET/Cingular | SCLP | monopole | 103 | 100
| Rocky Hill | * West Street | Cingular | SCLP | monopole | 103 | 100
| Rocky Hill | * West Street | Verizon | SCLP | monopole | 90 | 100
| Rocky Hill | * West Street | Pocket (now MetroPCS) | SCLP | monopole | 80 | 100
| Rocky Hill | * West Street | Cingular | SCLP | monopole | 103 | 100
| Rocky Hill | * West Street | AT&T | American Tower | monopole | 103 | 100
| Rocky Hill | * West Street | Verizon | American Tower | monopole | 90 | 100
| Rocky Hill | * West Street | MetroPCS | American Tower | monopole |  | 100
| Rocky Hill | * West Street | Verizon | American Tower | monopole | 90 | 100
| Rocky Hill | * West Street | Verizon | American Tower | monopole | 90 | 100
| Rocky Hill | * West Street | Verizon | American Tower | monopole | 90 | 100
| Rocky Hill | * West Street | AT&T | American Tower | monopole | 100 | 100
| Rocky Hill | * West Street | Verizon | American Tower | monopole | 90 | 100
| Rocky Hill | * West Street | AT&T | American Tower | monopole | 100 | 100
| Rocky Hill | * West Street | AT&T | American Tower | monopole | 100 | 100 | yes
| Rocky Hill | * West Street | Verizon | American Tower | monopole | 90 | 100 | yes
| Rocky Hill | *** West Street | DPS | DPS | water tank |  | 210
| Rocky Hill | ** Inwood Road | Nextel |  | monopole | 180 | 185 |  | generator
| Rocky Hill | ** Inwood Road | AT&T | American Tower | monopole | 167 | 185
| Rocky Hill | ** Inwood Road | Sprint | American Tower | monopole | 140 | 185
| Rocky Hill | ** Inwood Road | AT&T | American Tower | monopole |  | 185 |  | diesel generator
| Rocky Hill | ** Inwood Road | American Tower | American Tower | monopole |  | 185 |  | diesel generator
| Rocky Hill | ** Inwood Road | Sprint | American Tower | monopole | 140 | 185
| Rocky Hill | ** Inwood Road | AT&T | American Tower | monopole | 168 | 185
| Rocky Hill | ** Inwood Road | AT&T | American Tower | monopole | 168 | 185
| Rocky Hill | ** Inwood Road | AT&T | American Tower | monopole | 168 | 185
| Rocky Hill | ** Inwood Road | Sprint | American Tower | monopole | 140 | 185
| Rocky Hill | ** Inwood Road | AT&T | American Tower | monopole | 168 | 185
| Rocky Hill | ** New Britain Avenue | VoiceStream | Town of Rocky Hill | monopole | 160 | 180
| Rocky Hill | ** New Britain Avenue | Sprint | Town of Rocky Hill | monopole | 140 | 180
| Rocky Hill | ** New Britain Avenue | Cingular | Town of Rocky Hill | monopole | 170 | 180
| Rocky Hill | ** New Britain Avenue | T-Mobile | Town of Rocky Hill | monopole | 160 | 180
| Rocky Hill | ** New Britain Avenue | Clearwire | Town of Rocky Hill | monopole | 144 | 180
| Rocky Hill | ** New Britain Avenue | Verizon | Town of Rocky Hill | monopole | 90 | 180
| Rocky Hill | ** New Britain Avenue | AT&T | Town of Rocky Hill | monopole | 168 | 180
| Rocky Hill | ** New Britain Avenue | T-Mobile | Town of Rocky Hill/AT&T | monopole | 160 | 180
| Rocky Hill | ** New Britain Avenue | Sprint | Town of Rocky Hill/AT&T | monopole | 140 | 180
| Rocky Hill | ** New Britain Avenue | Sprint | Crown Castle | monopole | 140 | 180
| Rocky Hill | ** New Britain Avenue | T-Mobile | Crown Castle | monopole | 160 | 180
| Rocky Hill | ** New Britain Avenue | Verizon | Crown Castle | monopole | 90 | 180
| Rocky Hill | ** New Britain Avenue | T-Mobile | Crown Castle | monopole | 160 | 185
| Rocky Hill | ** New Britain Avenue | AT&T | Crown Castle | monopole | 168 | 182
| Rocky Hill | ** New Britain Avenue | Sprint | Crown Castle | monopole | 140 | 182
| Rocky Hill | ** New Britain Avenue | AT&T | Crown Castle | monopole | 168 | 182
| Rocky Hill | ** New Britain Avenue | Verizon | Crown Castle | monopole | 90 | 180
| Rocky Hill | ** New Britain Avenue | AT&T | Crown Castle | monopole | 168 | 182
Petition No. 1474 | Rocky Hill | ** New Britain Avenue | T-Mobile | [5 empty] | diesel generator | 25-kilowatt
Petition No 1496 | Rocky Hill | ** New Britain Avenue | DISH | Crown Castle | monopole | 130 | 182 | yes
| Rocky Hill | *** Old Main Street | SCLP | Town of Rocky Hill | monopole | 138 | 150
| Rocky Hill | *** Old Main Street | Sprint | Town of Rocky Hill | monopole | 129.5 | 150
| Rocky Hill | *** Old Main Street | Nextel | Town of Rocky Hill | monopole | 115 | 150
| Rocky Hill | *** Old Main Street | Verizon | Town of Rocky Hill | monopole | 140 | 150
| Rocky Hill | *** Old Main Street | Cingular | Town of Rocky Hill | monopole | 105 | 150
| Rocky Hill | *** Old Main Street | Pocket (now MetroPCS) | Town of Rocky Hill | monopole | 95 | 150
| Rocky Hill | *** Old Main Street | T-Mobile | Town of Rocky Hill | monopole | 95 | 150
| Rocky Hill | *** Old Main Street | Verizon | Town of Rocky Hill | monopole | 140 | 150
| Rocky Hill | *** Old Main Street | Verizon | T-Mobile | monopole | 140 | 150
| Rocky Hill | *** Old Main Street | AT&T | T-Mobile | monopole | 105 | 150
| Rocky Hill | *** Old Main Street | MetroPCS | T-Mobile | monopole |  | 150
| Rocky Hill | *** Old Main Street | Sprint | T-Mobile | monopole |  | 150
| Rocky Hill | *** Old Main Street | AT&T | T-Mobile | monopole |  | 150 |  | diesel generator
| Rocky Hill | *** Old Main Street | T-Mobile | Crown Castle | monopole | 149 | 150
| Rocky Hill | *** Old Main Street | T-Mobile | Crown Castle | monopole | 149 | 150
| Rocky Hill | *** Old Main Street | AT&T | Crown Castle | monopole | 105 | 150
| Rocky Hill | *** Old Main Street | Verizon | Crown Castle | monopole | 140 | 150
| Rocky Hill | *** Old Main Street | AT&T | Crown Castle | monopole | 105 | 150
| Rocky Hill | *** Old Main Street | AT&T | Crown Castle | monopole | 105 | 150
| Rocky Hill | *** Old Main Street | Verizon | Crown Castle | monopole | 140 | 150
| Rocky Hill | *** Old Main Street | Sprint | Crown Castle | monopole | 130 | 150
| Rocky Hill | *** Old Main Street | T-Mobile | Crown Castle | monopole | 149 | 150
| Rocky Hill | *** Old Main Street | Verizon | Crown Castle | monopole | 140 | 150
| Rocky Hill | *** Old Main Street | T-Mobile | Crown Castle | monopole | 149 | 150 | yes
| Rocky Hill | *** Old Main Street | DISH | Crown Castle | monopole | 120 | 150 | yes
Docket No. 58 | Rocky Hill | *** France Street | BAM | BAM | monopole | 140 | 140
| Rocky Hill | *** France Street | BAM | BAM | monopole | 140 | 140
| Rocky Hill | *** France Street | BAM | BAM | monopole | 140 | 140
| Rocky Hill | *** France Street | BAM | BAM | monopole |  | 140
| Rocky Hill | *** France Street |  | Crown Castle | monopole |  | 140
| Rocky Hill | *** France Street | Verizon | Crown Castle | monopole | 137 | 140
| Rocky Hill | *** France Street | T-Mobile | Crown Castle | monopole | 124 | 140
| Rocky Hill | *** France Street | Pocket (now MetroPCS) | Crown Castle | monopole | 114 | 140
| Rocky Hill | *** France Street | T-Mobile | Crown Castle | monopole | 124 | 140
| Rocky Hill | *** France Street | Verizon | Crown Castle | monopole | 137 | 140
| Rocky Hill | *** France Street | MetroPCS | Crown Castle | monopole |  | 140
| Rocky Hill | *** France Street | T-Mobile | Crown Castle | monopole | 124 | 140
| Rocky Hill | *** France Street | Verizon | Crown Castle | monopole | 137 | 140
| Rocky Hill | *** France Street | T-Mobile | Crown Castle | monopole |  | 140 |  | diesel generator | 48 Kw/ 233 Gallon fuel tank
| Rocky Hill | *** France Street | Verizon | Crown Castle | monopole | 137 | 140
| Rocky Hill | *** France Street | Verizon | Crown Castle | monopole
| Roxbury | ** Lower County Road | SNET | Nextel | self-support lattice | 130 | 180
| Roxbury | ** Lower County Road | SNET | Nextel | self-support lattice | 130 | 180
| Roxbury | ** Lower County Road | SNET | Nextel | self-support lattice | 120 | 180
| Roxbury | ** Lower County Road | SNET | Nextel | self-support lattice | 130 | 180
| Roxbury | ** Lower County Road | ALLTEL | Nextel | self-support lattice |  | 180
| Roxbury | ** Lower County Road | Nextel | Nextel | self-support lattice | 177 | 180
| Roxbury | ** Lower County Road | AT&T | SBA | self-support lattice | 130 | 180
| Roxbury | ** Lower County Road | Sprint | SBA | self-support lattice | 177.5 | 180
| Roxbury | ** Lower County Road | Verizon | Nextel | self-support lattice | 163 | 180
| Roxbury | ** Lower County Road | Verizon | Nextel | self-support lattice | 163 | 180
| Roxbury | ** Lower County Road | Cingular | Nextel | self-support lattice | 130 | 180
| Roxbury | ** Lower County Road | Verizon | TowerCo | self-support lattice | 163 | 180
| Roxbury | ** Lower County Road | Sprint | SBA 2012 Tower Co Assets LLc | self-support lattice | 177 | 180
| Roxbury | ** Lower County Road | AT&T | SBA 2012 Tower Co Assets LLc | self-support lattice | 130 | 180 | yes
| Roxbury | ** Lower County Road | Verizon | SBA 2012 Tower Co Assets LLc | self-support lattice | 164 | 180
Docket No. 428 | Roxbury | *** Southbury Road | AT&T | AT&T | monopole | 167 | 170 |  | diesel generator | 210 gallon/48-hour capacity
| Roxbury | *** Southbury Road | AT&T | AT&T | monopole | 167 | 170
| Roxbury | *** Southbury Road | AT&T | AT&T | monopole | 167 | 170
| Roxbury | *** Southbury Road | DISH | AT&T | monopole | 136 | 170 | yes
| Salem | *** East Haddam Road | SCLP | ATC | self-support lattice | 187 | 190
| Salem | *** East Haddam Road | Sprint | American Tower | self-support lattice | 150 | 190
| Salem | *** East Haddam Road | AT&T | American Tower | self-support lattice | 127 | 190
| Salem | *** East Haddam Road | Cingular | American Tower | self-support lattice | 188 | 190
| Salem | *** East Haddam Road | Cingular/AT&T | American Tower | self-support lattice | 127 | 190
| Salem | *** East Haddam Road | Cingular | American Tower | self-support lattice | 187 | 190
| Salem | *** East Haddam Road | AT&T | American Tower | self-support lattice | 187 | 190
| Salem | *** East Haddam Road | T-Mobile | American Tower | self-support lattice | 175 | 190
| Salem | *** East Haddam Road | Sprint | American Tower | self-support lattice | 150 | 190
| Salem | *** East Haddam Road | T-Mobile | American Tower | self-support lattice | 175 | 190
| Salem | *** East Haddam Road | AT&T | American Tower | self-support lattice | 187 | 190
| Salem | *** East Haddam Road | AT&T | American Tower | self-support lattice |  | 190 |  | diesel generator | 30-kilowatt
| Salem | *** East Haddam Road | Verizon | American Tower | self-support lattice | 164 | 190 | yes | diesel generator | 50-kilowatt
| Salem | ***R Old Colchester Road | DISH | SBA | monopole | 186 | 189 | yes
| Salem | *** Witch Meadow Road | SCLP | SBA | monopole | 186 | 197.7
| Salem | *** Witch Meadow Road | AT&T | SBA | monopole | 175 | 197
| Salem | *** Witch Meadow Road | Cingular | SBA | monopole | 185 | 197
| Salem | *** Witch Meadow Road | AT&T | SBA | monopole | 175 | 197
| Salem | *** Witch Meadow Road | Cingular/AT&T | SBA | monopole | 175 | 197
| Salem | *** Witch Meadow Road | Cingular | SBA | monopole | 168 | 197
| Salem | *** Witch Meadow Road | AT&T | SBA | monopole | 185 | 197
| Salem | *** Witch Meadow Road | Sprint | SBA | monopole |  | 197
| Salem | *** Witch Meadow Road | T-Mobile | SBA | monopole | 175 | 197
| Salem | *** Witch Meadow Road | Sprint | SBA | monopole | 195 | 199
| Salem | *** Witch Meadow Road | T-Mobile | SBA | monopole | 175 | 197
| Salem | *** Witch Meadow Road | AT&T | SBA | monopole | 185 | 197
| Salem | *** Witch Meadow Road | AT&T | SBA | monopole | 185 | 197
| Salem | *** Witch Meadow Road | AT&T | SBA | monopole | 185 | 197 |  | diesel generator | 30Kw
| Salem | ** Maynard Hill Road | AT&T | Spigel | self-support lattice | 70 | 100
| Salem | ** Maynard Hill Road | Cingular (AT&T) | Spigel | self-support lattice | 70 | 100
| Salem | ** Maynard Hill Road | AT&T | Spigel | self-support lattice | 70 | 100
| Salem | ** Maynard Hill Road | T-Mobile | Salem Telecom LLC | self-support lattice | 82 | 100
| Salem | ** Maynard Hill Road | T-Mobile | Salem Telecom LLC | self-support lattice | 82 | 100
| Salem | ** Maynard Hill Road | AT&T | Salem Telecom LLC | self-support lattice | 72 | 100
| Salem | ** Maynard Hill Road | T-Mobile | Salem Telecom LLC | self-support lattice | 82 | 100 | yes
Docket No. 198 | Salem | *** West Road | Verizon | Crown Atlantic | monopole | 180 | 180
| Salem | *** West Road |  | Cellco | monopole |  | 180
| Salem | *** West Road | Verizon | Cellco | monopole | 177.5 | 180
| Salem | *** West Road | Verizon | Cellco | monopole | 177 | 180
| Salem | *** West Road | Verizon | American Tower | monopole | 177 | 180
| Salem | *** West Road | DISH | American Tower | monopole | 167 | 180 | yes
| Salem | *** West Road | T-Mobile | American Tower | monopole | 157 | 180 | yes | diesel generator | 48-kilowatt
Dockert No. 452 | Salisbury | *** Canaan Road | AT&T | Homeland Towers LLC | monopole | 146 | 150 |  | diesel generator | 50 kW, 200 gallon fuel tank (48 h)
| Salisbury | *** Canaan Road | Homeland Towers | Insite Towers Development | monopole |  | 150
Docket No. 501 | Salisbury | *** Sharon Road | AT&T | AT&T | monopole | 90 | 94 | yes | diesel generator | 20-kilowatt
Docket No. 501 | Salisbury | *** Sharon Road | AT&T | AT&T | monopole
| Salisbury | *** Sharon Road | AT&T | TowerCo2013, LLC | monopole
| Salisbury | *** Indian Mountain Road | Eversource | Eversource | wood pole | 43 | 45
Petition No. 1193 | Salisbury | *** Lime Rock Road | Verizon | Lime Rock Park LLC | monopole | 30 | 30
Petition No. 1331 | Salisbury | *** Lime Rock Road (Site *) | Verizon | Verizon | rooftop | 25.25 | 21
Petition No. 1331 | Salisbury | *** Lime Rock Road (Site *) | Verizon | Verizon | wood pole | 30 | 28
Docket No. 306 | Salisbury | ** Library Street | Cingular | Wireless Edge | monopole | 153 | 150
| Salisbury | ** Library Street | Verizon | Wireless Edge | monopole | 134 | 150
| Salisbury | ** Library Street | Verizon | Global Tower Partners | monopole | 134 | 150
| Salisbury | ** Library Street | AT&T | Global Tower Partners | monopole | 144 | 150
| Salisbury | ** Library Street | Verizon | Global Tower Partners | monopole |  | 150 |  | propane generator
| Salisbury | ** Library Street | American Tower | American Tower | monopole |  | 150 |  | diesel generator
| Salisbury | ** Library Street | T-Mobile | American Tower | monopole | 123 | 150
| Salisbury | ** Library Street | AT&T | American Tower | monopole | 144 | 150
| Salisbury | ** Library Street | T-Mobile | American Tower | monopole | 125 | 150 | yes
| Salisbury | ** Library Street | Verizon | American Tower | monopole | 134 | 150 | yes
Petition No. 121 | Salisbury | Bunker Hill Road | Haystack Cablevision | Haystack Cablevision | self-support lattice
| Salisbury | Bunker Hill Road | Haystack Cablevision | Haystack Cablevision | self-support lattice |  | 80
| Salisbury | Bunker Hill Road | Haystack Cablevision | Haystack Cablevision | self-support lattice
| Salisbury | Bunker Hill Road | TCI | TCI | self-support lattice
| Salisbury | Bunker Hill Road | TCI | TCI | rooftop
| Scotland | *** Huntington Road | Cingular | SBA | self-support lattice | 238 | 240
| Scotland | *** Huntington Road | Verizon | SBA | self-support lattice | 228 | 240
| Scotland | *** Huntington Road | Cingular | SBA | self-support lattice | 238 | 240
| Scotland | *** Huntington Road | Verizon | SBA | self-support lattice | 228 | 240
| Scotland | *** Huntington Road | AT&T | SBA | self-support lattice | 238 | 240
| Scotland | *** Huntington Road | AT&T | SBA | self-support lattice | 238 | 240
| Scotland | *** Huntington Road | T-Mobile | SBA | self-support lattice | 218 | 240 |  | diesel-generator | 25-kilowatt
| Scotland | *** Huntington Road | Verizon | SBA | self-support lattice | 228 | 240 | yes
| Scotland | *** Huntington Road | AT&T | SBA | self-support lattice | 238 | 240 |  | diesel generator | 30 kW
| Seymour | ** Tomlinson Road | Destineer Corporation | Edward and Betty MacConnie |  | 110 | 110
| Seymour | ** Rimmon Street | Pocket (now MetroPCS) | Crown Castle | monopole | 138 | 148
| Seymour | ** Rimmon Street | Sprint | Crown Castle | monopole | 150 | 148
| Seymour | ** Rimmon Street | Sprint | Crown Castle | monopole | 150 | 148
| Seymour | * Progress Avenue | VoiceStream | Edward MacConnie | self-support lattice | 250 | 280
| Seymour | * Progress Avenue | AT&T | EMAC | self-support lattice | 160 | 280
| Seymour | * Progress Avenue | T-Mobile (VoiceStream) | EMAC | self-support lattice | 250 | 280
| Seymour | * Progress Avenue | Cingular | EMAC | self-support lattice | 160 | 280
| Seymour | * Progress Avenue | Pocket (now MetroPCS) | EMAC | self-support lattice | 150 | 280
| Seymour | * Progress Avenue | Verizon | EMAC | self-support lattice | 140 | 280
| Seymour | * Progress Avenue | AT&T | EMAC | self-support lattice | 160 | 280
| Seymour | * Progress Avenue | MetroPCS | EMAC | self-support lattice |  | 280
| Seymour | * Progress Avenue | Sprint | EMAC | self-support lattice | 170 | 280
| Seymour | * Progress Avenue | Verizon | EMAC | self-support lattice | 140 | 280
| Seymour | * Progress Avenue | AT&T | EMAC | self-support lattice |  | 280 |  | diesel generator
| Seymour | * Progress Avenue | Sprint | EMAC | self-support lattice | 170 | 280
| Seymour | * Progress Avenue | T-Mobile | EMAC | self-support lattice | 247 | 280
| Seymour | * Progress Avenue | Verizon | EMAC | self-support lattice | 140 | 280
| Seymour | * Progress Avenue | AT&T | EMAC Communications LLC | self-support lattice | 160 | 280
| Seymour | * Progress Avenue | AT&T | EMAC Communications LLC | self-support lattice | 160 | 280
| Seymour | * Progress Avenue | T-Mobile | EMAC Communications LLC | self-support lattice | 247 | 280
| Seymour | * Progress Avenue | AT&T | EMAC Communications LLC | self-support lattice | 160 | 280
| Seymour | * Progress Avenue | T-Mobile | EMAC Communications LLC | self-support lattice | 247 | 280
| Seymour | * Progress Avenue | AT&T | EMAC Communications LLC | self-support lattice | 160 | 280 | yes
Docket No. 31 | Seymour | Great Hill Road | Valley Cable Vision | Valley Cable Vision | guyed-lattice |  | 250
| Seymour | Great Hill Road | DISH | Valley Cable Vision | guyed-lattice | 120 | 250 | yes
| Sharon | *** Route * | Nextel | SBA | monopole | 110 | 120
| Sharon | *** Route * | Cingular | SBA | monopole | 98 | 120
Petition No. 978 | Sharon | *** Route * | Verizon | SBA | monopole | 130 | 120
| Sharon | *** Route * | Verizon | SBA | monopole | 130 | 130
| Sharon | *** Route * | Verizon | SBA | monopole | 130 | 130
| Sharon | *** Route * | Sprint | SBA | monopole | 120 | 130
| Sharon | *** Route * | AT&T | SBA | monopole | 100 | 130
| Sharon | *** Route * | Verizon | SBA | monopole | 130 | 130
| Sharon | *** Route * | Sprint | SBA | monopole | 118 | 130
| Sharon | *** Route * | AT&T | SBA | monopole | 100 | 130
| Sharon | * Surdan Mountain Road | AT&T | Litchfield County Dispatch | self-support lattice | 163 | 195
| Sharon | * Surdan Mountain Road | New Cingular | Litchfield County Dispatch | self-support lattice | 173 | 195
| Sharon | * Surdan Mountain Road | Verizon | Litchfield County Dispatch | self-support lattice | 163 | 195
| Sharon | * Surdan Mountain Road | Verizon | Litchfield County Dispatch | self-support lattice | 163 | 195
| Sharon | * Surdan Mountain Road | CL&P | Litchfield County Dispatch | self-support lattice | var. | 195
| Sharon | * Surdan Mountain Road | Verizon | Litchfield County Dispatch | self-support lattice | 163 | 195
| Sharon | * Surdan Mountain Road | AT&T | Litchfield County Dispatch | self-support lattice | 150 | 195
| Sharon | * Surdan Mountain Road | T-Mobile | Litchfield County Dispatch | self-support lattice | 140 | 195
| Sharon | * Surdan Mountain Road | T-Mobile | Litchfield County Dispatch | self-support lattice | 140 | 195
| Sharon | * Surdan Mountain Road | AT&T | Litchfield County Dispatch | self-support lattice | 150 | 195
| Sharon | * Surdan Mountain Road | Eversource | Litchfield County Dispatch | self-support lattice | 117 | 195 | NA
Docket No. 185 | Sharon | ** Herb Road | AT&T | AT&T | monopole | 110 | 110
| Sharon | ** Herb Road | Nextel | AT&T | monopole | 117 | 110
| Sharon | ** Herb Road | SCLP | AT&T | monopole | 100 | 110
| Sharon | ** Herb Road | SCLP | AT&T | monopole | 100 | 110
| Sharon | ** Herb Road | AT&T Wireless | AT&T | monopole | 110 | 110
| Sharon | ** Herb Road | CT State Police | AT&T | monopole | 90 | 110 |  | generator
| Sharon | ** Herb Road | AT&T | AT&T | monopole | 110 | 110
| Sharon | ** Herb Road | AT&T | AT&T | monopole |  | 110
| Sharon | ** Herb Road | ALLTEL | AllTel | monopole |  | 110
| Sharon | ** Herb Road | New Cingular | AllTel | monopole | 92 | 110
| Sharon | ** Herb Road |  | Verizon | monopole |  | 110
| Sharon | ** Herb Road | Verizon | Verizon | monopole | 106 | 110
| Sharon | ** Herb Road | AT&T | Verizon | monopole | 92 | 110
| Sharon | ** Herb Road | T-Mobile | American Tower | monopole | 84 | 110
| Sharon | ** Herb Road | T-Mobile | American Tower | monopole | 84 | 110
| Sharon | ** Herb Road | AT&T | Verizon | monopole | 92 | 110
| Shelton | ** Oxford Drive | DPS | AT&T | self-support lattice | 200 | 200
| Shelton | ** Oxford Drive | Pagenet | AT&T | self-support lattice | 169 | 200
| Shelton | ** Oxford Drive | Metricom | American Tower Management, Inc | self-support lattice | 140 | 200
| Shelton | ** Oxford Drive | AT&T | American Tower Management, Inc | self-support lattice | 144 | 200
| Shelton | ** Oxford Drive | Nextel | American Tower Management, Inc | self-support lattice | 166 | 200
| Shelton | ** Oxford Drive | Cingular | American Tower Management, Inc | self-support lattice | 144 | 200
| Shelton | ** Oxford Drive | Sprint/Nextel | American Tower Management, Inc | self-support lattice | 166 | 200
| Shelton | ** Oxford Drive | Cingular | American Tower Management, Inc | self-support lattice | n/a | 200
| Shelton | ** Oxford Drive | Clearwire | American Tower Management, Inc | self-support lattice | 162 | 200
| Shelton | ** Oxford Drive | AT&T | American Tower Management, Inc | self-support lattice | 144 | 200
| Shelton | ** Oxford Drive | Sprint | American Tower | self-support lattice | 155 | 200
| Shelton | ** Oxford Drive | American Tower | American Tower | self-support lattice | n/a | 200 |  | diesel generator
| Shelton | ** Oxford Drive | Light Squared | American Tower | self-support lattice | 90 | 200
| Shelton | ** Oxford Drive | Light Squared | American Towers Inc. | self-support lattice | 90 | 200
| Shelton | ** Oxford Drive | AT&T | American Tower Corporation | self-support lattice | 144 | 200
| Shelton | ** Oxford Drive | AT&T | American Tower | self-support lattice | 144 | 200
| Shelton | ** Oxford Drive | Sprint | American Tower | self-support lattice | 155 | 200
| Shelton | ** Oxford Drive | AT&T | American Tower | self-support lattice | 144 | 200
| Shelton | ** Oxford Drive | Sigfox | American Tower | self-support lattice | 135 | 200
| Shelton | ** Oxford Drive | AT&T | American Tower | self-support lattice | 144 | 200 | yes
| Shelton | *** Birdseye Road | AT&T | Nextel | monopole | 108 | 120
| Shelton | *** Birdseye Road | Nextel | Nextel | monopole |  | 120 |  | diesel generator
| Shelton | *** Birdseye Road | Sprint/Nextel | Nextel | monopole | 121 | 120
| Shelton | *** Birdseye Road | Verizon | Nextel | monopole | 98 | 120
| Shelton | *** Birdseye Road | Cingular | Nextel | monopole | 108 | 120
| Shelton | *** Birdseye Road | Cingular | Nextel | monopole |  | 120
| Shelton | *** Birdseye Road | AT&T | Nextel | monopole | 108 | 120
| Shelton | *** Birdseye Road | Verizon | Nextel | monopole | 91 | 120
| Shelton | *** Birdseye Road | Sprint | SBA | monopole | 120 | 120
| Shelton | *** Birdseye Road | Verizon | SBA | monopole | 98 | 120
| Shelton | *** Birdseye Road | Verizon | SBA | monopole | 98 | 120
| Shelton | *** Birdseye Road | Verizon | SBA | monopole | 99 | 120
| Shelton | *** Birdseye Road | AT&T | SBA | monopole | 108 | 120
| Shelton | *** Birdseye Road | Verizon | SBA | monopole | 99 | 120 | yes
Petitin No. 412 | Shelton | ** Daybreak Lane | SCLP | CL&P | utility pole | 89 | 72
| Shelton | ** Daybreak Lane | Cingular | CL&P | utility pole | 89 | 72
| Shelton | ** Daybreak Lane | Cingular | CL&P | utility pole | 102 | 72
| Shelton | ** Daybreak Lane | AT&T | CL&P | utility pole | 98 | 72
| Shelton | ** Daybreak Lane | AT&T | CL&P | utility pole |  | 72 |  | diesel generator
| Shelton | ** Daybreak Lane | AT&T | Eversource | utility pole | 98 | 81
| Shelton | ** Daybreak Lane | AT&T | Eversource | utility pole | 98 | 81
| Shelton | ** Daybreak Lane | AT&T | Eversource | utility pole | 98 | 98 | yes
Docket No. 45 | Shelton | *** Nells Rock Road | SNET Cellular | SNET Cellular | self-support lattice | 162 | 162
| Shelton | *** Nells Rock Road | SCLP | SNET/SCLP | self-support lattice
| Shelton | *** Nells Rock Road | SCLP | SNET/SCLP | self-support lattice | 176 | 162
| Shelton | *** Nells Rock Road | SNET/SCLP | SNET/SCLP | self-support lattice | 162 | 162
| Shelton | *** Nells Rock Road | Sprint | SNET/SCLP | self-support lattice | 155 | 162
| Shelton | *** Nells Rock Road | OMNI | SNET/SCLP | self-support lattice | 140 | 162
| Shelton | *** Nells Rock Road | Arrow Bus Lines | SNET/SCLP | self-support lattice | 170 | 162
| Shelton | *** Nells Rock Road | Metricom | SNET/SCLP | self-support lattice | 170 | 162
| Shelton | *** Nells Rock Road | Cingular | SNET/SCLP | self-support lattice | 162 | 162
| Shelton | *** Nells Rock Road | T-Mobile (VoiceStream) | SNET/SCLP | self-support lattice | 140 | 162
| Shelton | *** Nells Rock Road | AT&T | SNET/SCLP | self-support lattice | 130 | 162
| Shelton | *** Nells Rock Road | T-Mobile (VoiceStream) | SNET/SCLP | self-support lattice | 140 | 162
| Shelton | *** Nells Rock Road | New Cingular | RCC Consultants | self-support lattice | 162 | 162
| Shelton | *** Nells Rock Road | Verizon | RCC Consultants | self-support lattice | 122 | 162
| Shelton | *** Nells Rock Road | T-Mobile | RCC Consultants | self-support lattice | 135 | 162
| Shelton | *** Nells Rock Road | Clearwire | RCC Consultants | self-support lattice | 114 | 162
| Shelton | *** Nells Rock Road | AT&T | RCC Consultants | self-support lattice | 162 | 162
| Shelton | *** Nells Rock Road | Sprint | AT&T | self-support lattice | 149 | 162
| Shelton | *** Nells Rock Road | Verizon | AT&T | self-support lattice | 125 | 162
| Shelton | *** Nells Rock Road | AT&T | AT&T | self-support lattice | 162 | 162
| Shelton | *** Nells Rock Road | T-Mobile | AT&T | self-support lattice | 135 | 162
| Shelton | *** Nells Rock Road | AT&T | AT&T | self-support lattice | 162 | 162
| Shelton | *** Nells Rock Road | Verizon | AT&T | self-support lattice | 125 | 162
| Shelton | *** Nells Rock Road | AT&T | AT&T | self-support lattice | 162 | 162
| Shelton | *** Nells Rock Road | Sprint | AT&T | self-support lattice | 149 | 162
| Shelton | *** Nells Rock Road | T-Mobile | AT&T | self-support lattice | 135 | 162
| Shelton | *** Nells Rock Road | T-Mobile | AT&T | self-support lattice | 135 | 162
| Shelton | *** Nells Rock Road | Verizon | AT&T | self-support lattice | 125 | 162 | yes
| Shelton | *** Nells Rock Road | Verizon | AT&T | self-support lattice | 125 | 162
Petition No. 608 | Shelton | ** Oliver Terrace | AT&T | AT&T | monopole | 95 | 100
| Shelton | ** Oliver Terrace | Sprint | AT&T | monopole | 74.5 | 100
Petition No. 722 | Shelton | ** Oliver Terrace | Verizon | AT&T | monopole | 140 | 140
| Shelton | ** Oliver Terrace | Cingular | AT&T | monopole | 95 | 140
| Shelton | ** Oliver Terrace | Cingular | AT&T | monopole |  | 140
Petition No. 883 | Shelton | ** Oliver Terrace | T-Mobile | AT&T | monopole | 120 | 140
Petition No. 929 | Shelton | ** Oliver Terrace | MetroPCS | AT&T | monopole | 110 | 140
| Shelton | ** Oliver Terrace | Clearwire | AT&T | monopole | 75 | 140
| Shelton | ** Oliver Terrace | AT&T | AT&T | monopole | 95 | 140
| Shelton | ** Oliver Terrace | Verizon | AT&T | monopole | 140 | 140
| Shelton | ** Oliver Terrace | Sprint | AT&T | monopole | 75 | 140
| Shelton | ** Oliver Terrace | Verizon | AT&T | monopole | 140 | 140
| Shelton | ** Oliver Terrace | T-Mobile | Crown Castle | monopole | 120 | 140
| Shelton | ** Oliver Terrace | T-Mobile | Crown Castle | monopole | 120 | 140
| Shelton | ** Oliver Terrace | Verizon | Crown Castle | monopole | 140 | 140
| Shelton | ** Oliver Terrace | AT&T | Crown Castle | monopole | 95 | 140
| Shelton | ** Oliver Terrace | AT&T | Crown Castle | monopole | 95 | 140
| Shelton | ** Oliver Terrace | AT&T | Crown Castle | monopole | 129 | 140
| Shelton | ** Oliver Terrace | T-Mobile | Crown Castle | monopole | 120 | 140
| Shelton | ** Oliver Terrace | Sprint | Crown Castle | monopole | 75 | 140
| Shelton | ** Oliver Terrace | AT&T | Crown Castle | monopole | 129 | 140
| Shelton | ** Oliver Terrace | AT&T | Crown Castle | monopole | 129 | 140
| Shelton | ** Oliver Terrace | T-Mobile | Crown Castle | monopole | 120 | 140
| Shelton | ** Oliver Terrace | DISH | Crown Castle | monopole | 108 | 140 | yes
| Shelton | *** River Road | AT&T | VoiceStream | monopole | 93.5 & 85.5 | 120
| Shelton | *** River Road | Verizon | VoiceStream | monopole | 99 | 120
| Shelton | *** River Road | Cingular | VoiceStream | monopole | 98 | 120
| Shelton | *** River Road | T-Mobile | VoiceStream | monopole | 108, 118 | 120
| Shelton | *** River Road | Clearwire | VoiceStream | monopole | 105 | 120
| Shelton | *** River Road | AT&T | VoiceStream | monopole | 98 | 120
| Shelton | *** River Road | AT&T | VoiceStream | monopole | 99 | 120
Petition No. 1163 | Shelton | ***-*** Howe Avenue | Verizon | Verizon | rooftop | 38.4 | 39.9
Petition No. 934 | Shelton | Howe Avenue | Yankee Gas | Yankee Gas | wood pole | 63 | 60
Docket No. 382 | Shelton | Lane Street | Verizon | Verizon | monopole | 120 | 120
| Shelton | Lane Street | Verizon | Verizon | monopole | 120 | 120
| Shelton | Lane Street | Verizon | Verizon | monopole | 120 | 120
| Shelton | Lane Street | Verizon | Verizon | monopole | 120 | 120
| Shelton | Lane Street | DISH | Verizon | monopole | 105 | 120 | yes
| Shelton | Lane Street | Verizon | Verizon | monopole | 120 | 120 | yes
Petition No. 504 | Shelton | Mohegan Road | UI | UI | monopole | 79 | 79
| Shelton | Old Kings Highway | BAM | TCI | guyed-lattice | 182 | 195
| Shelton | Old Kings Highway | Nextel | TCI | guyed-lattice | 165 | 195
Petition No. 496 | Shelton | Wesley Heights Road | UI | UI | wood pole | 79 | 79
Docket No. 499 | Sherman | ** Coote Hill Road | AT&T | Homeland Towers LLC | monopole | 166 | 170 | yes | propane generator | 15-kilowatt
Docket No. 499 | Sherman | ** Coote Hill Road | AT&T | Infra Towers, LLC | monopole
| Simsbury | ** Mountain Road | Sprint | CL&P/NU | self-support lattice | 80 | 100
| Simsbury | ** Mountain Road | Pocket (now MetroPCS) | CL&P/NU | self-support lattice | 85 | 100
Petition No. 1038 | Simsbury | ** Mountain Road | MetroPCS | CL&P/NU | self-support lattice | 87 | 100
| Simsbury | ** Mountain Road | Sprint | CL&P/NU | self-support lattice | 75 | 100
| Simsbury | ** Mountain Road | Sprint | CL&P/NU | self-support lattice | 75 | 100
| Simsbury | ** Mountain Road | DISH | CL&P/NU | self-support lattice | 65 | 100 | yes
Docket No. 203 | Simsbury | *** Grist Mill Road | Cingular | New England Site Mngmt | monopole | 150 | 150
Docket No. 203 | Simsbury | *** Grist Mill Road | AT&T | New England Site Mngmt | monopole | 120 | 150
Docket No. 203 | Simsbury | *** Grist Mill Road | New England Site Mngmt | New England Site Mngmt | monopole | 100 | 150
Docket No. 203 | Simsbury | *** Grist Mill Road | Nextel | New England Site Mngmt | monopole | 130 | 150
Docket No. 203 | Simsbury | *** Grist Mill Road | Town of Simsbury | New England Site Mngmt | monopole | 90 | 150
Docket No. 203 | Simsbury | *** Grist Mill Road | Verizon | New England Site Mngmt | monopole | 140 | 150
Docket No. 203 | Simsbury | *** Grist Mill Road | Voicestream | New England Site Mngmt | monopole | 110 | 150
Petition No. 559 | Simsbury | *** Grist Mill Road |  | New England Site Mngmt | monopole |  | 150
| Simsbury | *** Grist Mill Road | Verizon | New England Site Mngmt | monopole | 140 | 150
| Simsbury | *** Grist Mill Road | Sprint | Mariner Tower | monopole | 120 | 150
| Simsbury | *** Grist Mill Road | AT&T | Mariner Tower | monopole | 120 | 150
| Simsbury | *** Grist Mill Road | AT&T | Mariner Tower | monopole | 120 | 150
| Simsbury | *** Grist Mill Road | Pocket (now MetroPCS) | Mariner Tower | monopole | 133 | 150
| Simsbury | *** Grist Mill Road | Verizon | Mariner Tower | monopole | 141 | 150
| Simsbury | *** Grist Mill Road | AT&T | Mariner Tower | monopole | 150 | 150
| Simsbury | *** Grist Mill Road | Sprint | SBA | monopole | 123 | 150
| Simsbury | *** Grist Mill Road | Verizon | SBA | monopole | 141 | 150
| Simsbury | *** Grist Mill Road | AT&T | SBA | monopole |  | 150 |  | diesel generator
| Simsbury | *** Grist Mill Road | Verizon | SBA | monopole | 140 | 150
| Simsbury | *** Grist Mill Road | Sprint | SBA | monopole | 123 | 150
| Simsbury | *** Grist Mill Road | T-Mobile | SBA | monopole | 131 | 150
| Simsbury | *** Grist Mill Road | AT&T | SBA | monopole | 151 | 150
| Simsbury | *** Grist Mill Road | T-Mobile | SBA | monopole | 131 | 150
| Simsbury | *** Grist Mill Road | Verizon | SBA | monopole | 141 | 150
| Simsbury | *** Grist Mill Road | AT&T | SBA | monopole | top | 150
| Simsbury | *** Grist Mill Road | AT&T | SBA | monopole | top | 150
| Simsbury | *** Grist Mill Road | Sprint | SBA | monopole | 123 | 150
| Simsbury | *** Grist Mill Road | AT&T | New England Site Mngmt | monopole | 150 | 150
| Simsbury | *** Grist Mill Road | Verizon | New England Site Mngmt | monopole | 141 | 150
| Simsbury | *** Grist Mill Road | T-Mobile | New England Site Mngmt | monopole | 131 | 150 | yes
| Simsbury | *** Grist Mill Road | DISH | New England Site Mngmt | monopole | 110 | 150 | yes
| Simsbury | *** Grist Mill Road | Verizon | New England Site Mngmt | monopole | 141 | 150 | yes
| Simsbury | *** Grist Mill Road | Verizon | New England Site Mngmt | monopole | 141 | 150
| Simsbury | *** Grist Mill Road | Verizon | New England Site Mngmt | monopole
| Simsbury | *** Firetown Road | T-Mobile | Simsbury FD | monopole | 77 | 80
| Simsbury | *** Firetown Road | Verizon | Simsbury FD | monopole | 67 | 80 |  | natural gas generator | unlimited
| Simsbury | *** Firetown Road | T-Mobile | Simsbury FD | monopole | 77 | 80
Petition No. 1478 | Simsbury | *** Firetown Road | T-Mobile | Simsbury FD | monopole |  |  |  | natural gas generator | 25-kilowatt
| Simsbury | *** Firetown Road | T-Mobile | Simsbury FD | monopole | 77 | 80 | yes
| Simsbury | *** Bushy Hill Road | T-Mobile (VoiceStream) | Simsbury FD | monopole | 77 | 80
| Simsbury | *** Bushy Hill Road | Pocket (now MetroPCS) | Simsbury FD | monopole | 70 | 80
Petition No. 1077 | Simsbury | *** Bushy Hill Road | Verizon | Simsbury FD | monopole | 100 | 106 |  | propane generator
| Simsbury | *** Bushy Hill Road | AT&T | Simsbury FD | monopole | 90 | 106 |  | natural gas generator
| Simsbury | *** Bushy Hill Road | Verizon | Simsbury FD | monopole | 100 | 106
| Simsbury | *** Bushy Hill Road | Verizon | Simsbury FD | monopole | 100 | 106
Petition No. 1373 | Simsbury | *** Bushy Hill Road | AT&T | Simsbury FD | monopole | 110 | 117 |  | diesel generator | 20-kilowatt
| Simsbury | *** Bushy Hill Road | T-Mobile | Simsbury FD | monopole | 77 | 117 | yes
Docket No. 279 | Simsbury | *** Bushy Hill Road | Sprint | Sprint | monopole | 118 | 120
Docket No. 279 | Simsbury | *** Bushy Hill Road | AT&T | Sprint | monopole | 108 | 120
| Simsbury | *** Bushy Hill Road | Cingular | Sprint | monopole | 103 | 120
| Simsbury | *** Bushy Hill Road | AT&T | Sprint | monopole | 103 | 120
| Simsbury | *** Bushy Hill Road | Sprint | Sprint | monopole |  | 120
| Simsbury | *** Bushy Hill Road | Sprint | Sprint | monopole |  | 120
| Simsbury | *** Bushy Hill Road | AT&T | Sprint | monopole |  | 120
| Simsbury | *** Bushy Hill Road | AT&T | E and A/I and G Simsbury Commons LP | monopole | 96 | 120
| Simsbury | *** Bushy Hill Road | Sprint | E and A/I and G Simsbury Commons LP | monopole | 115 | 120
| Simsbury | *** Bushy Hill Road | Sprint | E and A/I and G Simsbury Commons LP | monopole | 115 | 120
| Simsbury | *** Bushy Hill Road | AT&T | E and A/I and G Simsbury Commons LP | monopole | 94 | 120
| Simsbury | *** Hopmeadow Road | AT&T | Simsbury Fire Dept | self-support lattice | 118 | 140
| Simsbury | *** Hopmeadow Road | Cingular | Simsbury Fire Dept | self-support lattice | 120 | 140
| Simsbury | *** Hopmeadow Road | AT&T | Simsbury Fire Dept | self-support lattice | 119 | 140
| Simsbury | *** Hopmeadow Road | AT&T | Simsbury Fire Dept | self-support lattice | 119 | 140
Docket No. 58 | Somers | *** Pioneer Heights Road | BAM | BAM | self-support lattice | 160 | 160
| Somers | *** Pioneer Heights Road | BAM | BAM | self-support lattice | 86 | 160
| Somers | *** Pioneer Heights Road | BAM/SCLP | BAM | self-support lattice | 140 | 160
| Somers | *** Pioneer Heights Road | BAM | BAM | self-support lattice | 155 | 160
| Somers | *** Pioneer Heights Road | BAM
| Somers | *** Pioneer Heights Road | Nextel | BAM | self-support lattice | 153 | 160
| Somers | *** Pioneer Heights Road | Sprint | Crown | self-support lattice | 125 | 160
| Somers | *** Pioneer Heights Road | SNET/Cingular | Crown Atlantic | self-support lattice | 135 | 160
| Somers | *** Pioneer Heights Road | Verizon | Crown Atlantic | self-support lattice | 155 | 160
| Somers | *** Pioneer Heights Road | Cingular | Crown Atlantic | self-support lattice | 134 | 160
| Somers | *** Pioneer Heights Road | Verizon | Crown Atlantic | self-support lattice | 157 | 160
| Somers | *** Pioneer Heights Road | Pocket (now MetroPCS) | Crown Atlantic | self-support lattice | 115 | 160
| Somers | *** Pioneer Heights Road | Verizon | Crown Atlantic | self-support lattice | 157 | 160
| Somers | *** Pioneer Heights Road | Verizon | Crown Atlantic | self-support lattice |  | 160 |  | propane generator
| Somers | *** Pioneer Heights Road | AT&T | Crown Castle | self-support lattice | 137 | 160
| Somers | *** Pioneer Heights Road | Sprint | Crown Castle | self-support lattice | 126 | 160
| Somers | *** Pioneer Heights Road | Sprint | Crown Castle | self-support lattice | 126 | 160
| Somers | *** Pioneer Heights Road | MetroPCS | Crown Castle | self-support lattice | 113 | 160
| Somers | *** Pioneer Heights Road | Verizon | Crown Castle | self-support lattice | 158 | 160
| Somers | *** Pioneer Heights Road | AT&T | Crown Castle | self-support lattice | 137 | 161
| Somers | *** Pioneer Heights Road | AT&T | Crown Castle | self-support lattice | 136 | 160
| Somers | *** Pioneer Heights Road | AT&T | Crown Castle | self-support lattice | 136 | 161
| Somers | *** Pioneer Heights Road | T-Mobile | Crown Castle | self-support lattice tower | 113 | 161
| Somers | *** Pioneer Heights Road | DISH | Crown Castle | self-support lattice tower | 147 | 161 | yes
| Somers | *** Pioneer Heights Road | T-Mobile | Crown Castle | self-support lattice tower | 113 | 161 | yes
| Somers | *** Pioneer Heights Road | Verizon | Crown Castle | self-support lattice tower | 158 | 161 | yes
Docket No. 476 | Somers | *** Hall Hill Road | T-Mobile | Eco-Site, Inc. | monopole | 176 | 180 |  | propane generator
| Somers | *** Hall Hill Road | T-Mobile | Eco-Site, Inc. | monopole | 176 | 180
| Somers | *** Hall Hill Road | DISH | Eco-Site, Inc. | monopole | 155 | 180 | yes
| Somers | *** Hall Hill Road | Verizon | Eco-Site, Inc. | monopole | 165 | 180 | yes
| Somers | *** Hall Hill Road | T-Mobile | Eco-Site, Inc. | monopole | 176 | 180 | yes
| Somers | *** Main Street | Sprint | Town of Somers | monopole | 187 | 190
| Somers | *** Main Street | AT&T | Crown | monopole | 168 | 190
| Somers | *** Main Street | T-Mobile | Crown | monopole | 168 | 190
| Somers | *** Main Street | Verizon | Crown | monopole | 178 | 190
| Somers | *** Main Street | Town of Somers | Crown | monopole | 115,128, 194 | 190
| Somers | *** Main Street | Cingular | Crown | monopole | 160 | 190
| Somers | *** Main Street | Cingular | Crown | monopole |  | 190
| Somers | *** Main Street | Pocket (now MetroPCS) | Crown | monopole | 150 | 190
| Somers | *** Main Street | Verizon | Crown | monopole | 178 | 190
| Somers | *** Main Street | AT&T | Crown Castle | monopole | 160 | 190
| Somers | *** Main Street | Sprint | Crown Castle | monopole | 188 | 190
| Somers | *** Main Street | Verizon | Crown Castle | monopole | 178 | 190
| Somers | *** Main Street | Verizon | Crown Castle | monopole | 179 | 190
| Somers | *** Main Street | Sprint | Crown Castle | monopole | 186 | 190
| Somers | *** Main Street | Verizon | Crown Castle | monopole | 179 | 190
| Somers | *** Main Street | T-Mobile | Crown Castle | monopole | 169 | 190
| Somers | *** Main Street | AT&T | Crown Castle | monopole | 160 | 190
| Somers | *** Main Street | AT&T | Crown Castle | monopole |  |  |  | diesel generator | 30-kilowatt
| Somers | *** Main Street | Verizon | Crown Castle | monopole | 179 | 190 | yes
| Somers | Shenipsit State Forest | DPS | DPS |  |  | 60
| South Windsor | *** Sand Hill Road | SNET | SBA | monopole | 170 | 188
| South Windsor | *** Sand Hill Road | SNET (Cingular) | SBA | monopole | 170 | 188
| South Windsor | *** Sand Hill Road | AT&T | SBA | monopole | 180 | 188
| South Windsor | *** Sand Hill Road | Verizon | SBA | monopole | 140 | 188
| South Windsor | *** Sand Hill Road | Nextel | SBA | monopole | 150 | 190
| South Windsor | *** Sand Hill Road | T-Mobile | SBA | monopole | 160 | 190
| South Windsor | *** Sand Hill Road | Verizon | SBA | monopole | 140 | 190
| South Windsor | *** Sand Hill Road | AT&T | SBA | monopole | 180 | 190
| South Windsor | *** Sand Hill Road | Cingular | SBA | monopole | 170 | 190
| South Windsor | *** Sand Hill Road | Pocket (now MetroPCS) | SBA | monopole | 180 | 190
| South Windsor | *** Sand Hill Road | T-Mobile | SBA | monopole | 160 | 190
| South Windsor | *** Sand Hill Road | Verizon | SBA | monopole | 140 | 190
| South Windsor | *** Sand Hill Road | Clearwire | SBA | monopole | 150 | 190
| South Windsor | *** Sand Hill Road | Verizon | SBA | monopole | 140 | 190
| South Windsor | *** Sand Hill Road | AT&T | SBA | monopole | 170 | 190
| South Windsor | *** Sand Hill Road | Sprint | SBA | monopole | 130 | 190
| South Windsor | *** Sand Hill Road | AT&T | SBA | monopole |  | 190 |  | diesel generator
| South Windsor | *** Sand Hill Road | Sprint | SBA | monopole | 130 | 190
| South Windsor | *** Sand Hill Road | Verizon | SBA | monopole | 140 | 190
| South Windsor | *** Sand Hill Road | T-Mobile | SBA | monopole | 160 | 190
| South Windsor | *** Sand Hill Road | Verizon | SBA | monopole | 140 | 190
| South Windsor | *** Sand Hill Road | T-Mobile | SBA | monopole | 160 | 187
| South Windsor | *** Sand Hill Road | AT&T | SBA | monopole | 170 | 187
| South Windsor | *** Sand Hill Road | AT&T | SBA | monopole | 170 | 187
| South Windsor | *** Sand Hill Road | AT&T | SBA | monopole | 170 | 187
| South Windsor | *** Sand Hill Road | T-Mobile | SBA | monopole | 160 | 187
| South Windsor | *** Sand Hill Road | T-Mobile | SBA | monopole | 160 | 187 | yes
| South Windsor | *** Sand Hill Road | DISH | SBA | monopole | 150 | 187 | yes
| South Windsor | *** Sand Hill Road | AT&T | SBA | monopole | 170 | 187 | yes
Docket No. 518 | South Windsor | ** Dart Hill Road | AT&T | Tarpon Towers, LLC | monopole | 155 | 165 | yes | diesel generator | 15-kilowatt
| South Windsor | ** Dart Hill Road | Verizon | Tarpon Towers, LLC | monopole | 142 | 165 | yes | diesel genrator | 50-kilowatt
Petition No. 1171 | South Windsor | **** Sullivan Avenue | Verizon | Town of South Windsor | rooftop | 43 | 38.5
Docket No. 137 | South Windsor | *** Burnham St | BAM | BAM | monopole | 110 | 110
| South Windsor | *** Burnham St | Nextel | Crown | monopole | 100 | 110
| South Windsor | *** Burnham Street | BAM | BAM | monopole | 110 | 110
| South Windsor | *** Burnham Street | BAM
| South Windsor | *** Burnham Street | Verizon | Crown | monopole | 110 | 110
| South Windsor | *** Burnham Street | Verizon | Crown | monopole | 109 | 110
| South Windsor | *** Burnham Street | Clearwire | Crown | monopole | 86 | 110
| South Windsor | *** Burnham Street | Verizon | Crown Castle | monopole | 111 | 110
| South Windsor | *** Burnham Street | Verizon | Crown Castle | monopole | 110 | 110
| South Windsor | *** Burnham Street | Verizon | Crown Castle | monopole | 110 | 110
| South Windsor | *** Burnham Street | Verizon | Crown Castle | monopole | 110 | 110 | yes
| South Windsor | *** Governors Highway | AT&T | VoiceStream | monopole | 152 | 169
| South Windsor | *** Governors Highway | Cingular | VoiceStream | monopole | 162 | 169
| South Windsor | *** Governors Highway | T-Mobile | VoiceStream | monopole | 172 | 169
| South Windsor | *** Governors Highway | AT&T | VoiceStream | monopole | 152 | 169
| South Windsor | *** Governors Highway | Sprint Nextel | VoiceStream | monopole | 152 | 169
| South Windsor | *** Governors Highway | Pocket (now MetroPCS) | VoiceStream | monopole | 142 | 169
| South Windsor | *** Governors Highway | T-Mobile | VoiceStream | monopole | 172 | 169
| South Windsor | *** Governors Highway | Verizon | VoiceStream | monopole | 112 | 169
| South Windsor | *** Governors Highway | Clearwire | VoiceStream | monopole | 132 | 169
| South Windsor | *** Governors Highway | AT&T | T-Mobile | monopole | 162 | 169
| South Windsor | *** Governors Highway | Verizon | T-Mobile | monopole | 108 | 169
| South Windsor | *** Governors Highway | Sprint | T-Mobile | monopole |  | 169
| South Windsor | *** Governors Highway | T-Mobile | CCTMO LLC | monopole | 169 | 169
| South Windsor | *** Governors Highway | T-Mobile | Crown Castle | monopole | 165 | 169
| South Windsor | *** Governors Highway |  | Crown Castle | monopole |  | 169
| South Windsor | *** Governors Highway | Verizon | Crown Castle | monopole | 111 | 169
| South Windsor | *** Governors Highway | T-Mobile | Crown Castle | monopole | 165 | 169
| South Windsor | *** Governors Highway | Sprint | Crown Castle | monopole | 148 | 169
| South Windsor | *** Governors Highway | Sigfox | Crown Castle | monopole | 119 | 169
| South Windsor | *** Governors Highway | T-Mobile | Crown Castle | monopole | 167 | 169
| South Windsor | *** Governors Highway | Sprint | Crown Castle | monopole | 148 | 169
| South Windsor | *** Governors Highway | AT&T | Crown Castle | monopole | 156 | 169
| South Windsor | *** Governors Highway | DISh | Crown Castle | monopole | 138 | 169 | yes
Docket No. 40 | South Windsor | *** Niederwerfer Road | SNET Cellular | SNET Cellular | monopole | 75 | 75
| South Windsor | *** Niederwerfer Road | SCLP | SCLP | monopole | 75 | 75
| South Windsor | *** Niederwerfer Road | SCLP | SCLP | monopole
| South Windsor | *** Niederwerfer Road | SNET/SCLP | SNET/SCLP | monopole | 75 | 75
| South Windsor | *** Niederwerfer Road | SNET/Cingular | SCLP | monopole | 78 | 75
| South Windsor | *** Niederwerfer Road | Cingular | SCLP | monopole | 77 | 75
| South Windsor | *** Niederwerfer Road | AT&T | American Tower | monopole | 77 | 75
| South Windsor | *** Niederwerfer Road | AT&T | American Tower | monopole | 77 | 75
| South Windsor | *** Niederwerfer Road | DISH | American Tower | monopole | 63 | 75 | yes
| South Windsor | *** Pleasant Valley Road | DISH | Town of South Windsor | monopole | 130 | 174 | yes
| South Windsor | *** Pleasant Valley Road | Verizon | Town of South Windsor | monopole | 130 | 174 | yes
Petiton No. 1123 | South Windsor | *** Sullivan Avenue | Verizon | RFX Lumber | rooftop | 36 | 36 |  | battery
| South Windsor | ** McGuire Road | AT&T Wireless | Sprint Sites | monopole | 120 | 150
| South Windsor | ** McGuire Road | T-Mobile | Sprint Sites | monopole | 140 | 150
| South Windsor | ** McGuire Road | Cingular | Sprint Sites | monopole | 120 | 150
| South Windsor | ** McGuire Road | Pocket (now MetroPCS) | Sprint Sites | monopole | 112 | 150
| South Windsor | ** McGuire Road | T-Mobile | Sprint Sites | monopole | 140 | 150
| South Windsor | ** McGuire Road | AT&T | Crown Castle | monopole | 122 | 150
| South Windsor | ** McGuire Road | MetroPCS | Crown Castle | monopole |  | 150
| South Windsor | ** McGuire Road | Sprint | Crown Castle | monopole | 148 | 150
| South Windsor | ** McGuire Road | T-Mobile | Crown Castle | monopole | 138 | 150
| South Windsor | ** McGuire Road | T-Mobile | Crown Castle | monopole | 138 | 150
| South Windsor | ** McGuire Road | Sprint | Crown Castle | monopole | 150 | 150
| South Windsor | ** McGuire Road | AT&T | Crown Castle | monopole | 123 | 150
| South Windsor | ** Brookfield Street | Pocket (now MetroPCS) | Environmental Services | self-support lattice | 90 | 120
| Southbury | ** Lakeside Road | DPS | DPS | self-support lattice | 178 | 180
| Southbury | ** Lakeside Road | Omni | DPS | self-support lattice | 157 | 180
| Southbury | ** Lakeside Road | T-Mobile (VoiceStream) | DPS | self-support lattice | 157 | 180
Docket No. 325 | Southbury | *** Upper Fish Rock Road | Verizon | Verizon | monopole | 100 | 100
Docket No. 325 | Southbury | *** Upper Fish Rock Road | Town of Southbury | Verizon | monopole | 100 | 100
| Southbury | *** Upper Fish Rock Road | Verizon | Verizon | monopole | 100 | 100
| Southbury | *** Upper Fish Rock Road | AT&T | Verizon | monopole | 90 | 100 |  | diesel generator
| Southbury | *** Upper Fish Rock Road | AT&T | Verizon | monopole | 90 | 100
| Southbury | *** Upper Fish Rock Road | Verizon | Verizon | monopole | 100 | 100
| Southbury | *** Upper Fish Rock Road | Verizon | Verizon | monopole | 100 | 100
| Southbury | *** Upper Fish Rock Road | DISH | Verizon | monopole | 78 | 100 | yes
Docket No. 90 | Southbury | *** Horse Fence Hill Road | SNET Cellular | SNET Cellular | monopole | 150 | 150
| Southbury | *** Horse Fence Hill Road | SCLP | SNET/SCLP | monopole
| Southbury | *** Horse Fence Hill Road | SCLP | SNET Cellular | monopole
| Southbury | *** Horse Fence Hill Road | SNET/SCLP/BAM | SNET/SCLP | monopole | 132 | 150
| Southbury | *** Horse Fence Hill Road | Verizon | SCLP | monopole | 110 | 154'5"
| Southbury | *** Horse Fence Hill Road | Cingular | American Tower | monopole | 153 | 150
| Southbury | *** Horse Fence Hill Road | AT&T | American Tower | monopole | 140 | 150
| Southbury | *** Horse Fence Hill Road | Verizon | American Tower | monopole | 111 | 150
| Southbury | *** Horse Fence Hill Road | Cingular/AT&T | American Tower | monopole |  | 150
| Southbury | *** Horse Fence Hill Road | Verizon | American Tower | monopole | 111 | 150
| Southbury | *** Horse Fence Hill Road | Cingular | American Tower | monopole | 150 | 150
| Southbury | *** Horse Fence Hill Road | Verizon | American Tower | monopole | 111 | 150
| Southbury | *** Horse Fence Hill Road | AT&T | American Tower | monopole | 152 | 150
| Southbury | *** Horse Fence Hill Road | American Tower | American Tower | monopole |  | 150 |  | diesel generator
| Southbury | *** Horse Fence Hill Road | Verizon | American Tower | monopole | 111 | 150
| Southbury | *** Horse Fence Hill Road | AT&T | American Tower | monopole | 150 | 150
| Southbury | *** Horse Fence Hill Road | AT&T | American Tower | monopole | 153 | 150
| Southbury | *** Horse Fence Hill Road | AT&T | American Tower | monopole | 153 | 150
| Southbury | *** Horse Fence Hill Road | Verizon | American Tower | monopole | 111 | 150
Docket No. 88 | Southbury | **** Old Waterbury Road | BAM | BAM | monopole | 228 | 230
| Southbury | **** Old Waterbury Road | BAM/Smart SMR | BAM | monopole | 216 | 230
| Southbury | **** Old Waterbury Road | BAM | BAM | monopole | 230 | 230
| Southbury | **** Old Waterbury Road | BAM
| Southbury | **** Old Waterbury Road | Crown | Crown | monopole | n/a | 230
| Southbury | **** Old Waterbury Road | Omni | Crown | monopole | 200 | 230
| Southbury | **** Old Waterbury Road | SCLP | Crown | monopole | 190 | 230
| Southbury | **** Old Waterbury Road | Crown/AT&T Wireless | Crown | monopole | 185 | 230
| Southbury | **** Old Waterbury Road | Sprint | Crown | monopole | 175 | 230
| Southbury | **** Old Waterbury Road | AT&T | Crown | monopole | n/a | 230
| Southbury | **** Old Waterbury Road | SNET/Cingular | Crown | monopole | 195 | 230
| Southbury | **** Old Waterbury Road | T-Mobile (VoiceStream) | Crown | monopole | 200 | 230
| Southbury | **** Old Waterbury Road | Nextel | Crown | monopole | 220 | 230
| Southbury | **** Old Waterbury Road | AT&T | Crown | monopole | n/a | 230
| Southbury | **** Old Waterbury Road | AT&T | Crown | monopole |  | 230
| Southbury | **** Old Waterbury Road | Verizon | Crown | monopole | 230 | 230
| Southbury | **** Old Waterbury Road | Cingular | Crown | monopole | 195 | 230
| Southbury | **** Old Waterbury Road | Verizon | Crown | monopole | 230 | 230
| Southbury | **** Old Waterbury Road | Pocket (now MetroPCS) | Crown | monopole | 165 | 230
| Southbury | **** Old Waterbury Road | Verizon | Crown | monopole | 228 | 230
| Southbury | **** Old Waterbury Road | T-Mobile | Crown | monopole | 207 | 230
| Southbury | **** Old Waterbury Road | AT&T | Crown Castle | monopole | 195 | 230
| Southbury | **** Old Waterbury Road | Sprint | Crown Castle | monopole | 175 | 230
| Southbury | **** Old Waterbury Road | AT&T | Crown Castle | monopole | 195 | 230
| Southbury | **** Old Waterbury Road | Sprint | Crown Castle | monopole | 175 | 230
| Southbury | **** Old Waterbury Road | AT&T | Crown Castle | monopole | 195 | 230
| Southbury | **** Old Waterbury Road | Verizon | Crown Castle | monopole | top | 226
| Southbury | **** Old Waterbury Road | T-Mobile | Crown | monopole | 207 | 226
| Southbury | **** Old Waterbury Road | Sprint | Crown Castle | monopole | 177 | 226
| Southbury | **** Old Waterbury Road | AT&T | Crown Castle | monopole | 195 | 226
| Southbury | **** Old Waterbury Road | AT&T | Crown Castle | monopole | 195 | 226
| Southbury | **** Old Waterbury Road | T-Mobile | Crown Castle | monopole | 207 | 226 |  | diesel generator | 15-kilowatt
| Southbury | **** Old Waterbury Road | DISH | Crown Castle | monopole | 218 | 226 | yes
| Southbury | **** Old Waterbury Road | Verizon | Crown Castle | monopole | 226 | 226
| Southbury | **** Old Waterbury Road | Verizon | Crown Castle | monopole | top | 226 | yes
| Southbury | **** Old Waterbury Road | AT&T | Crown Castle | monopole |  | 226 |  | diesel genrator | 30-kilowatt
| Southbury | *** Russian Village Road | Nextel | Sprint | monopole | 110 | 120
| Southbury | *** Russian Village Road | Omni | Sprint | monopole | 100 | 120
| Southbury | *** Russian Village Road | AT&T Wireless | Sprint | monopole | 132'9" | 130
| Southbury | *** Russian Village Road | VoiceStream | Sprint | monopole | 100 | 130
| Southbury | *** Russian Village Road | AT&T Wireless | Sprint | monopole
| Southbury | *** Russian Village Road | T-Mobile (VoiceStream) | Sprint | monopole | 100 | 130
| Southbury | *** Russian Village Road | AT&T Wireless | Sprint | monopole |  | 130
| Southbury | *** Russian Village Road | Cingular | Sprint | monopole | 131 | 130
| Southbury | *** Russian Village Road | Pocket (now MetroPCS) | Sprint | monopole | 90 | 130
| Southbury | *** Russian Village Road | T-Mobile | Sprint | monopole | 100 | 130
| Southbury | *** Russian Village Road | AT&T | Crown Castle | monopole | 128 | 130
| Southbury | *** Russian Village Road | Sprint | Crown Castle | monopole | 120 | 130
| Southbury | *** Russian Village Road | Sprint | Crown Castle | monopole | 120 | 130
| Southbury | *** Russian Village Road | T-Mobile | Crown Castle | monopole | 100 | 130
| Southbury | *** Russian Village Road | AT&T | Crown Castle | monopole | 130 | 130
| Southbury | *** Russian Village Road | AT&T | Crown Castle | monopole | 130 | 130
| Southbury | *** Russian Village Road | Sprint | Crown Castle | monopole | 118 | 130
| Southbury | *** Russian Village Road | T-Mobile | Crown Castle | monopole | 100 | 130
| Southbury | *** Russian Village Road | DISH | Crown Castle | monopole | 110 | 130 | yes
| Southbury | *** Russian Village Road | AT&T | Crown Castle | monopole | 130 | 130 | yes
| Southbury | *** Kettletown Road | SCLP | Omni | monopole | 185 | 196.6
| Southbury | *** Kettletown Road | Sprint | Omni | monopole | 165 | 196.6
| Southbury | *** Kettletown Road | Verizon | Omni | monopole | 155 | 195
| Southbury | *** Kettletown Road | AT&T Wireless | Omni | monopole
| Southbury | *** Kettletown Road | SNET/Cingular | Omni | monopole | 185 | 195
| Southbury | *** Kettletown Road | AT&T Wireless | Omni | monopole |  | 195
| Southbury | *** Kettletown Road | T-Mobile | Omni | monopole | 195 | 195
| Southbury | *** Kettletown Road | Verizon | Omni | monopole | 155 | 195
| Southbury | *** Kettletown Road | AT&T | Omni | monopole | 175 | 195
| Southbury | *** Kettletown Road | Pocket (now MetroPCS) | Omni | monopole | 175 | 195
| Southbury | *** Kettletown Road | Cingular/AT&T | Omni | monopole | 185 | 195
| Southbury | *** Kettletown Road | Sprint | Omni | monopole |  | 195 |  | fuel cell backup
| Southbury | *** Kettletown Road | T-Mobile | Omni | monopole | 195 | 195
| Southbury | *** Kettletown Road | AT&T | T-Mobile | monopole | 123 | 195
| Southbury | *** Kettletown Road | Verizon | T-Mobile | monopole | 155 | 195
| Southbury | *** Kettletown Road | Verizon | T-Mobile | monopole | 155 | 195
| Southbury | *** Kettletown Road | T-Mobile | T-Mobile | monopole | 193 | 195
| Southbury | *** Kettletown Road | AT&T | Phoenix Tower International | monopole | 185 | 196
| Southbury | *** Kettletown Road | AT&T | Phoenix Tower | monopole | 185 | 195
| Southbury | *** Kettletown Road | Sprint | Phoenix Tower | monopole | 165 | 195
| Southbury | *** Kettletown Road | AT&T | Phoenix Tower | monopole | 185 | 195
| Southbury | *** Kettletown Road | T-Mobile | T-Mobile | monopole | 193 | 195
| Southbury | *** Kettletown Road | T-Mobile | T-Mobile | monopole | 193 | 195
| Southbury | *** Kettletown Road | Verizon | T-Mobile | monopole | 116 | 195
Dockt No. 383 | Southbury | *** Perkins Road | AT&T | AT&T | monopole | 117 | 120
Dockt No. 222a | Southbury | *** Burr Road | New Cingular | Optasite | monopole | 147 | 150
Dockt No. 222a | Southbury | *** Burr Road | New Cingular | Optasite | monopole | 147 | 150
Dockt No. 222a | Southbury | *** Burr Road | Sprint | Optasite | monopole | 137 | 150
Petition No. 769 | Southbury | *** Burr Road |  | Optasite | monopole |  | 150
| Southbury | *** Burr Road | Cingular | Optasite | monopole | 147 | 150
| Southbury | *** Burr Road |  | Optasite | monopole |  | 150
| Southbury | *** Burr Road | T-Mobile | SBA | monopole | 128 | 150
| Southbury | *** Burr Road | AT&T | SBA | monopole | 146 | 150
| Southbury | *** Burr Road | Sprint | SBA | monopole | 138 | 150
| Southbury | *** Burr Road | Sprint | SBA | monopole | 138 | 150
| Southbury | *** Burr Road | AT&T | SBA | monopole | 147 | 150
| Southbury | *** Burr Road | T-Mobile | SBA | monopole | 127 | 150
| Southbury | *** Burr Road | AT&T | SBA | monopole | 147 | 150
| Southbury | *** Burr Road | T-Mobile | SBA | monopole | 127 | 150
| Southbury | *** Burr Road | DISH | SBA | monopole | 87 | 150 | yes
| Southbury | *** Burr Road | Verizon | SBA | monopole | 137 | 150 | yes | diesel generator | 35-kilowatt
| Southbury | Spruce Brook/ Cassidy Road | DPS | DPS | self-support lattice |  | 180
| Southbury | Spruce Brook/ Cassidy Road | Eversource | DPS | self-support lattice | 137, 123 | 180 | N.A
| Southington | **** Meriden Waterbury Turnpike | Nextel | Sprint | monopole | 138 | 150
| Southington | **** Meriden Waterbury Turnpike | AT&T | Sprint | monopole | 158 | 160
| Southington | **** Meriden Waterbury Turnpike | Verizon | Sprint | monopole | 138 | 150
| Southington | **** Meriden Waterbury Turnpike | T-Mobile | Sprint | monopole | 128 | 160
| Southington | **** Meriden Waterbury Turnpike | Verizon | Sprint | monopole | 138 | 160
| Southington | **** Meriden Waterbury Turnpike | Cingular | Sprint | monopole | 158 | 160
| Southington | **** Meriden Waterbury Turnpike | Cingular | Sprint | monopole |  | 160
| Southington | **** Meriden Waterbury Turnpike | T-Mobile | Sprint | monopole | 128 | 160
| Southington | **** Meriden Waterbury Turnpike | MetroPCS | Sprint | monopole | 119 | 160
| Southington | **** Meriden Waterbury Turnpike | AT&T | Crown Castle | monopole | 158 | 160
| Southington | **** Meriden Waterbury Turnpike | Verizon | Crown Castle | monopole | 138 | 160
| Southington | **** Meriden Waterbury Turnpike | MetroPCS | Crown Castle | monopole |  | 160
| Southington | **** Meriden Waterbury Turnpike | Sprint | Crown Castle | monopole | 146 | 160
| Southington | **** Meriden Waterbury Turnpike | T-Mobile | Crown Castle | monopole | 125 | 160
| Southington | **** Meriden Waterbury Turnpike | Verizon | Crown Castle | monopole | 138 | 160
| Southington | **** Meriden Waterbury Turnpike | Sprint | Crown Castle | monopole | 148 | 160
| Southington | **** Meriden Waterbury Turnpike | T-Mobile | Crown Castle | monopole | 129 | 160
| Southington | **** Meriden Waterbury Turnpike | Verizon | Crown Castle | monopole | 138 | 160
| Southington | **** Meriden Waterbury Turnpike | AT&T | Crown Castle | monopole | 158 | 160
| Southington | **** Meriden Waterbury Turnpike | Sprint | Crown Castle | monopole | 148 | 160
| Southington | **** Meriden Waterbury Turnpike | Verizon | Crown Castle | monopole | 138 | 160
| Southington | **** Meriden Waterbury Turnpike | AT&T | Crown Castle | monopole | 158 | 160
| Southington | **** Meriden Waterbury Turnpike | Verizon | Crown Castle | monopole | 138 | 160 | yes
| Southington | **** Meriden Waterbury Turnpike | Verizon | Crown Castle | monopole | 138 | 160
Petition No. 1106 | Southington | *** Center Street | AT&T | AT&T | guyed-lattice | 69 | 73
Petition No. 1136 | Southington | **** Meriden-Waterbury Turnpike | Verizon | Verizon | rooftop | 32 | 25
Petition No. 1141 | Southington | *** Executive Boulevard | Verizon | Executive Two Hundred, LLC | rooftop | 77'9" | 73'8"
| Southington | *** Executive Boulevard | Verizon | Executive Two Hundred, LLC | rooftop | 77'9" | 73'8"
| Southington | *** Meriden Waterbury Turnpike | SCLP | John Rogus | self-support lattice | 78 | 80
| Southington | *** Meriden Waterbury Turnpike | Cingular | John Rogus | self-support lattice | 77 | 80
| Southington | *** Meriden Waterbury Turnpike | Cingular | John Rogus | self-support lattice | 78 | 80
| Southington | *** Meriden Waterbury Turnpike | AT&T | John Rogus/AT&T | self-support lattice | 78 | 80
| Southington | *** Meriden Waterbury Turnpike | AT&T | John Rogus/AT&T | self-support lattice | 78 | 80
| Southington | *** Meriden Waterbury Turnpike | Verizon | Crown Castle | self-support lattice | 60 | 80 |  | diesel generator
Petition No. 1349 | Southington | *** Meriden Waterbury Turnpike | AT&T | Crown Castle | self-support lattice | 120 | 120
| Southington | *** Meriden Waterbury Turnpike | AT&T | Crown Castle | self-support lattice | 110, 120 | 120
| Southington | *** Meriden Waterbury Turnpike | DISH | Crown Castle | self-support lattice | 100 | 120 | yes
| Southington | *** Meriden Waterbury Turnpike | Verizon | Crown Castle | self-support lattice | 60 | 130 | yes
| Southington | *** Meriden Waterbury Turnpike | AT&T | Crown Castle | self-support lattice | 110 | 130 | yes
| Southington | *** Meriden Waterbury Turnpike | Verizon | Crown Castle | self-support lattice | 12 | 130
| Southington | *** Meriden Waterbury Turnpike | Verizon | Crown Castle | self-support lattice | 60 | 130
Petition No. 1037 | Southington | *** Belleview Avenue | CL&P | CL&P | self-support lattice | var. | 90
Petition No. 1322 | Southington | *** and *** Mount Vernon Road | Verizon | Mount Southington LP | wood pole | 30 | 32
Petition No. 764 | Southington | *** Hobart Drive | T-Mobile | CL&P | utility pole | 97 | 100
| Southington | *** Hobart Drive | T-Mobile | CL&P | utility pole | 97 | 100
Petition No. 764A | Southington | *** Hobart Drive | T-Mobile | Eversource | utility pole | 100 | 105
| Southington | *** Hobart Drive | T-Mobile | Eversource | utility pole | 100 | 105
| Southington | *** Mill street | AT&T | Town of Southington | self-support lattice | 98 | 120
| Southington | *** Mill street | T-Mobile | Town of Southington | self-support lattice | 110 | 120
| Southington | *** Mill street | AT&T | Town of Southington | self-support lattice | 98 | 120
| Southington | *** Mill street | Verizon | Town of Southington | self-support lattice | 88 | 120 |  | diesel generator | 30-kilowatt
| Southington | *** Mill street | AT&T | Town of Southington | self-support lattice | 98 | 120 | yes
| Southington | *** Mill street | AT&T | Town of Southington | self-support lattice | 98 | 120 | yes | diesel generator | 30-kilowatt
| Southington | *** Old Turnpike Road | T-Mobile | Davidson Media Group | self-support lattice | 154.5 | 254.5
| Southington | *** Old Turnpike Road | Pocket (now MetroPCS) | Davidson Media Group | self-support lattice | 180 | 254.5
| Southington | *** Old Turnpike Road | MetroPCS | Davidson Media Group | self-support lattice |  | 254.5
| Southington | *** Old Turnpike Road | T-Mobile | Davidson Media Group | self-support lattice | 147 | 254.5
| Southington | *** Old Turnpike Road | T-Mobile | Davidson Media Group | self-support lattice | 147 | 254.5
| Southington | *** Queen Street | AT&T Wireless | Roy Pavacich | guyed-lattice | 65.5 | 74
| Southington | *** Queen Street | AT&T Wireless | Roy Pavacich | guyed-lattice | 65.5 | 74
| Southington | *** Queen Street | AT&T Wireless | Roy Pavacich | guyed-lattice |  | 74
| Southington | *** Queen Street | AT&T Wireless | Roy Pavacich | guyed-lattice |  | 74
Petition No. 880 | Southington | *** Queen Street | Cingular | 500 Queen St Partnership | monopole | 79 | 82
| Southington | *** Queen Street | AT&T | Crown Castle | monopole | 79 | 82
Sub-petition No. 1133 | Southington | *** Queen Street | AT&T | Crown Castle | monopole | 77'/89' | 94
| Southington | *** Queen Street | AT&T | Crown Castle | monopole | 78 | 96
| Southington | *** Queen Street | AT&T | Crown Castle | monopole | 77 | 82
| Southington | *** Spring Street | BAM | Sprint | monopole | 130 | 146 |  | diesel generator
| Southington | *** Spring Street | Nextel | Sprint | monopole | 115 | 150
| Southington | *** Spring Street | AT&T Wireless | Sprint | monopole | 160 | 160
| Southington | *** Spring Street | AT&T Wireless | Sprint | monopole | 160 | 150
| Southington | *** Spring Street | AT&T Wireless | Sprint | monopole |  | 160
| Southington | *** Spring Street | Verizon | Sprint | monopole | 130 | 160
| Southington | *** Spring Street | Cingular | Sprint | monopole | 156 | 160
| Southington | *** Spring Street | Pocket (now MetroPCS) | Sprint | monopole | 139 | 160
| Southington | *** Spring Street | Clearwire | Sprint | monopole | 121 | 160
| Southington | *** Spring Street | Verizon | Sprint | monopole | 132 | 160
| Southington | *** Spring Street | AT&T | Crown Castle | monopole | 156 | 160
| Southington | *** Spring Street | MetroPCS | Crown Castle | monopole |  | 160
| Southington | *** Spring Street | Verizon | Crown Castle | monopole | 132 | 160
| Southington | *** Spring Street | Sprint | Crown Castle | monopole | 147 | 160
| Southington | *** Spring Street | Sprint | Crown Castle | monopole | 147 | 160
| Southington | *** Spring Street | AT&T | Crown Castle | monopole | 156 | 160
| Southington | *** Spring Street | Verizon | Crown Castle | monopole | 132 | 160
| Southington | *** Spring Street | AT&T | Crown Castle | monopole | 160 | 160
| Southington | *** Spring Street | AT&T | Crown Castle | monopole | 160 | 160
| Southington | *** Spring Street | AT&T | Crown Castle | monopole | 156 | 160
| Southington | *** Spring Street | Verizon | Crown Castle | monopole | 132 | 160
| Southington | *** Spring Street | Verizon | Crown Castle | monopole | 132 | 160
| Southington | *** Spring Street | DISH | Crown Castle | monopole | 140 | 160 | yes
| Southington | *** Spring Street | AT&T | Crown Castle | monopole |  | 160 |  | diesel genrator | 30kw
| Southington | *** Spring Street | Verizon | Crown Castle | monopole | 132 | 160 | yes
Petition No. 431 | Southington | *** Andrews Street | Sprint | CL&P | utility pole | 115 | 100
| Southington | *** Andrews Street | Sprint | CL&P | utility pole | 115 | 100
Docket No. 40 | Southington | ** Shuttle Meadow Road | SNET Cellular | SNET Cellular | monopole | 150 | 150
| Southington | ** Shuttle Meadow Road | SNET/SCLP | SNET/SCLP | monopole
| Southington | ** Shuttle Meadow Road | SNET/SCLP | SNET/SCLP | monopole | 152.47 | 150
| Southington | ** Shuttle Meadow Road | SNET/Cingular | SNET/SCLP | monopole | 152.47 | 150
| Southington | ** Shuttle Meadow Road | AT&T | American Tower | monopole | 140 | 154
| Southington | ** Shuttle Meadow Road | Cingular/AT&T | American Tower | monopole | 140 | 154
| Southington | ** Shuttle Meadow Road | Cingular | American Tower | monopole | 151 | 154
| Southington | ** Shuttle Meadow Road | Pocket (now MetroPCS) | American Tower | monopole | 130 | 154
| Southington | ** Shuttle Meadow Road | Clearwire | American Tower | monopole | 120 | 154
| Southington | ** Shuttle Meadow Road | AT&T | American Tower | monopole | 153 | 154
| Southington | ** Shuttle Meadow Road | MetroPCS | American Tower | monopole |  | 154
| Southington | ** Shuttle Meadow Road | AT&T | American Tower | monopole | 153 | 150
| Southington | ** Shuttle Meadow Road | T-Mobile | American Tower Corporation | monopole | 130 | 150
| Southington | ** Shuttle Meadow Road | AT&T | American Tower Corporation | monopole | 150 | 150
| Southington | ** Shuttle Meadow Road | AT&T | American Tower Corporation | monopole | 150 | 150
| Southington | ** Shuttle Meadow Road | AT&T | American Tower Corporation | monopole | 150 | 150
| Southington | ** Shuttle Meadow Road | Sprint | American Tower Corporation | monopole | 120 | 150
| Southington | ** Shuttle Meadow Road | ATC | American Tower Corporation | monopole
| Southington | ** Shuttle Meadow Road | Verizon | American Tower Corporation | monopole | 143 | 150 |  | diesel generator | 30-kilowatt
| Southington | ** Shuttle Meadow Road | T-Mobile | American Tower Corporation | monopole | 130 | 150 | yes
| Southington | ** Shuttle Meadow Road | AT&T | American Tower Corporation | monopole |  | 150 |  | diesel generator | 39-kilowatt
| Southington | ** Shuttle Meadow Road | Verizon | American Tower Corporation | monopole | 143 | 150 | yes
Petition No. 691 | Southington | ** Cathy Drive | Cingular | CL&P | utility pole | 91 | 81
| Southington | ** Cathy Drive | Cingular | CL&P | utility pole |  | 81
| Southington | ** Cathy Drive | AT&T | CL&P | utility pole | 91 | 81
| Southington | ** Cathy Drive | AT&T | Eversource | utility pole | 91 | 81
Docket No. 455 | Southington | ** East Street | Verizon | Verizon | monopole | 80 | 90 |  | propane generator | 130 hours
| Southington | ** East Street | Verizon | Verizon | monopole | 80 | 90
Petition No. 1175 | Southington | Lake Compounce Amusement Park | Verizon | Festival Fun Parks | rooftop | 26.4 | 22.3
Petition No. 1174 | Southington | Lake Compounce Amusement Park | Verizon | Festival Fun Parks | rooftop | 40.9 | 32.9
| Southington | Lake Compounce Amusement Park | Verizon | Festival Fun Parks | rooftop | 40.9 | 32.9
Petiton No. 444 | Southington | Rahlene Drive | Nextel | CL&P | utility pole | 111 | 91
| Sprague | ** North Main Street | Verizon | Town of Sprague | self-support lattice | 165 | 175
| Sprague | ** North Main Street | Cingular | Town of Sprague | self-support lattice | 175 | 175
| Sprague | ** North Main Street | Verizon | Town of Sprague | self-support lattice | 165 | 175
| Sprague | ** North Main Street | AT&T | Town of Sprague | self-support lattice | 175 | 175
| Sprague | ** North Main Street | Verizon | Wireless Solutions, LLC | self-support lattice | 165 | 175
| Sprague | ** North Main Street | Verizon | Wireless Solutions, LLC | self-support lattice | 165 | 175
| Sprague | ** North Main Street | AT&T | Wireless Solutions, LLC | self-support lattice | 175 | 175
| Sprague | ** North Main Street | T-Mobile | Wireless Solutions, LLC | self-support lattice | 155 | 175 | yes | diesel-generator | 35-kilowatt
| Sprague | ** North Main Street | T-Mobile | Wireless Solutions, LLC | self-support lattice | 155 | 175
| Sprague | ** North Main Street | T-Mobile | Wireless Solutions, LLC | self-support lattice | 155 | 175
| Sprague | ** North Main Street | Verizon | Wireless Solutions, LLC | self-support lattice | 165 | 175 | yes
Docket No. 34 | Stafford | *** Chestnut Hill Road | Continental Cablevision | Continental Cablevision | self-support lattice |  | 150
| Stafford | *** Chestnut Hill Road | Yankee Microwave | Continental Cablevision | self-support lattice | 145 | 150
| Stafford | *** Chestnut Hill Road | EMI | Continental Cablevision | self-support lattice | 80 | 150
| Stafford | *** Chestnut Hill Road | Pagenet | Continental Cablevision | self-support lattice | 146 | 150
Petition No. 573 | Stafford | *** Chestnut Hill Road | VoiceStream | Tower Ventures, Inc. | self-support lattice | 177 | 180
| Stafford | *** Chestnut Hill Road | Verizon | Tower Ventures, Inc. | self-support lattice | 150 | 180
| Stafford | *** Chestnut Hill Road | Cingular | Tower Ventures, Inc. | self-support lattice | 167 | 180
| Stafford | *** Chestnut Hill Road | AT&T | Tower Ventures, Inc. | self-support lattice | 167 | 180
| Stafford | *** Chestnut Hill Road | Verizon | SBA | self-support lattice | 167 | 180
| Stafford | *** Chestnut Hill Road | AT&T | SBA | self-support lattice | 170 | 180
| Stafford | *** Chestnut Hill Road | AT&T | SBA | self-support lattice |  | 180 |  | diesel generator
| Stafford | *** Chestnut Hill Road | Verizon | SBA | self-support lattice | 150 | 180
| Stafford | *** Chestnut Hill Road | T-Mobile | SBA | self-support lattice | 177 | 180 |  | BBUx3
| Stafford | *** Chestnut Hill Road | Verizon | SBA | self-support lattice | 150 | 180
| Stafford | *** Chestnut Hill Road | T-Mobile | SBA | self-support lattice | 175 | 180
| Stafford | *** Chestnut Hill Road | AT&T | SBA | self-support lattice | 167 | 180
| Stafford | *** Chestnut Hill Road | T-Mobile | SBA | self-support lattice | 175 | 180 | yes
| Stafford | *** Chestnut Hill Road | DISH | SBA | self-support lattice | 140 | 180 | yes
| Stafford | *** Chestnut Hill Road | AT&T | SBA | self-support lattice | 180 | 180 | yes
| Stafford | *** Chestnut Hill Road | AT&T | SBA | self-support lattice |  | 180 |  | diesel generator | 30-kilowatt
| Stafford | *** Chestnut Hill Road | Verizon | SBA | self-support lattice | 150 | 180 | yes
| Stafford | *** Hampden Road | Sprint | Cordless Data Transfer | guyed-lattice | 170 | 180 |  | fuel cell backup
| Stafford | *** Hampden Road | Sprint | Cordless Data Transfer | guyed-lattice | 170 | 180
| Stafford | *** Hampden Road | Sprint | Cordless Data Transfer | guyed-lattice | 171 | 180
Docket No. 212 | Stafford | *** Stafford Street | Sprint | Sprint | monopole | 147.5 | 150
| Stafford | *** Stafford Street | Cingular | Sprint | monopole | 137.5 | 150 |  | diesel generator
| Stafford | *** Stafford Street | AT&T | Crown Castle | monopole | 140 | 150
| Stafford | *** Stafford Street | Sprint | Crown Castle | monopole |  | 150
| Stafford | *** Stafford Street | Verizon | Crown Castle | monopole | 127 | 150
| Stafford | *** Stafford Street | Verizon | Crown Castle | monopole | 127 | 150
| Stafford | *** Stafford Street | Sprint | Crown Castle | monopole | 152 | 150
| Stafford | *** Stafford Street | AT&T | Crown Castle | monopole | 136 | 150
| Stafford | ** Old County Road | Verizon | SBA | monopole | 178 | 180 |  | diesel generator
| Stafford | ** Old County Road | AT&T Wireless | SBA | monopole | 167 | 160
| Stafford | ** Old County Road | Cingular | SBA | monopole | 157 | 180
| Stafford | ** Old County Road | Cingular | SBA | monopole | 157 | 180
| Stafford | ** Old County Road | Pocket (now MetroPCS) | SBA | monopole | 167 | 180
| Stafford | ** Old County Road | Verizon | SBA | monopole | 177 | 180
| Stafford | ** Old County Road | AT&T | SBA | monopole | 159 | 180
| Stafford | ** Old County Road | T-Mobile | SBA | monopole | 167 | 180
| Stafford | ** Old County Road | Verizon | SBA | monopole | 177 | 180
| Stafford | ** Old County Road | T-Mobile | SBA | monopole | 167 | 180 | yes
| Stafford | ** Old County Road | DISH | SBA | monopole | 135 | 180 | yes
| Stafford | ** Old County Road | Verizon | SBA | monopole | 177 | 180 | yes
| Stafford | ** South Road | AT&T | Cordless Data Transfer | guyed-lattice | 150 | 180
| Stafford | ** South Road | Cingular | Cordless Data Transfer | guyed-lattice | 150 | 180
| Stafford | ** South Road | Cingular | Cordless Data Transfer | guyed-lattice |  | 180
| Stafford | ** South Road | AT&T | Cordless Data Transfer | guyed-lattice | 150 | 180
| Stafford | ** South Road | Verizon | Cordless Data Transfer | guyed-lattice | 140 | 180
| Stafford | ** South Road | Sprint | Cordless Data Transfer | guyed-lattice | 180.5 | 180
| Stafford | ** South Road | Sprint | Cordless Data Transfer | guyed-lattice | 180 | 180
| Stafford | ** South Road | AT&T | Cordless Data Transfer | guyed-lattice | 150 | 180
Docket No. 165 | Stafford | ** Brendan Street | BAM | BAM | monopole | 113 | 115
| Stafford | ** Brendan Street | BAM
| Stafford | ** Brendan Street | SCLP | Crown | monopole | 90 | 115
| Stafford | ** Brendan Street | Sprint | Crown | monopole | 100 | 115
| Stafford | ** Brendan Street | Nextel | Crown | monopole | 76 | 115
| Stafford | ** Brendan Street | SNET/Cingular | Crown | monopole | 90 | 115
Petition No. 642 | Stafford | ** Brendan Street | T-Mobile | Crown | monopole | 125 | 115
| Stafford | ** Brendan Street | Cingular | Crown | monopole | 90 | 115
| Stafford | ** Brendan Street | Verizon | Crown | monopole | 115 | 115
| Stafford | ** Brendan Street | Verizon | Crown | monopole | 115 | 115
| Stafford | ** Brendan Street | AT&T | Crown Castle | monopole | 90 | 115
| Stafford | ** Brendan Street | Sprint | Crown Castle | monopole |  | 115
| Stafford | ** Brendan Street | Verizon | Crown Castle | monopole | 115 | 115
| Stafford | ** Brendan Street | Verizon | Crown Castle | monopole |  | 115 |  | propane generator
| Stafford | ** Brendan Street | Verizon | Crown Castle | monopole | 115 | 115
Sub-petition No. 1133 | Stafford | ** Brendan Street | T-Mobile | Crown Castle | monopole | 123 | 129 |  | BBU
| Stafford | ** Brendan Street | Verizon | Crown Castle | monopole | 115 | 129
| Stafford | ** Brendan Street | Sprint | Crown Castle | monopole | 104 | 129
| Stafford | ** Brendan Street | T-Mobile | Crown Castle | monopole | 125 | 129
| Stafford | ** Brendan Street | AT&T | Crown Castle | monopole | 95 | 129
| Stafford | ** Brendan Street | Verizon | Crown Castle | monopole | 115 | 129 | yes
| Stafford | ** Brendan Street | Verizon | Crown Castle | monopole | 115 | 129
Docket No. 213 | Stafford | ** Stony Lane | Sprint | Sprint | monopole | 120 | 120
| Stafford | ** Stony Lane | Verizon | Sprint | monopole | 110 | 120
| Stafford | ** Stony Lane |  | TowerCo, LLC | monopole |  | 120
| Stafford | ** Stony Lane | Verizon | TowerCo, LLC | monopole | 108 | 120
| Stafford | ** Stony Lane | Verizon | TowerCo, LLC | monopole | 108 | 120
| Stafford | ** Stony Lane | Sprint | American Tower | monopole | 118 | 120
| Stafford | ** Stony Lane | DISH | American Tower | monopole | 98 | 120 | yes
| Stafford Springs | ** Tolland Avenue | AT&T | Cordless Data Transfer | guyed-lattice | 180 | 180
| Stafford Springs | ** Tolland Avenue | Cingular | Cordless Data Transfer | guyed-lattice | 180 | 180
| Stafford Springs | ** Tolland Avenue | AT&T | Cordless Data Transfer | guyed-lattice | 177 | 180
| Stafford Springs | ** Tolland Avenue | AT&T | Cordless Data Transfer | guyed-lattice | 177 | 180
| Stafford Springs | ** Tolland Avenue | AT&T | Cordless Data Transfer | guyed-lattice | 177 | 180 | yes
Petition No. 1303 | Stamford | **** East Main Street | Verizon | 1069 East Main Street LLC | rooftop | 43 | 44 |  | 25-kW natural gas
Docket No. 45 | Stamford | **** Newfield Avenue | SNET Cellular | SNET Cellular | monopole | 150 | 150
| Stamford | **** Newfield Avenue | SCLP | SNET/SCLP | monopole
| Stamford | **** Newfield Avenue | SCLP | SNET/SCLP | monopole |  | 150
| Stamford | **** Newfield Avenue | SNET/SCLP | SNET/SCLP | monopole | 132 | 150
| Stamford | **** Newfield Avenue | SCLP/Nextel | SCLP | monopole | 133 | 150
| Stamford | **** Newfield Avenue | Omni | SNET/SCLP | monopole | 160 | 150
| Stamford | **** Newfield Avenue | Sprint | SNET/SCLP | monopole | 120 | 150
| Stamford | **** Newfield Avenue | AT&T Wireless | SNET/SCLP | monopole | 110 | 150
| Stamford | **** Newfield Avenue | AT&T Wireless | SNET/SCLP | monopole | 110 | 150
Petition No. 558 | Stamford | **** Newfield Avenue | Omnipoint/VoiceStream | American Tower | monopole | 161 | 152
| Stamford | **** Newfield Avenue | Cingular | SNET/SCLP | monopole | 150 | 150
| Stamford | **** Newfield Avenue | T-Mobile (VoiceStream) | American Tower | monopole | 160 | 150
| Stamford | **** Newfield Avenue | AT&T Wireless | American Tower | monopole |  | 152
| Stamford | **** Newfield Avenue | Verizon | American Tower | monopole | 147.5 | 152
| Stamford | **** Newfield Avenue | New Cingular | American Tower | monopole | 152 | 152
| Stamford | **** Newfield Avenue | Cingular/AT&T | American Tower | monopole |  | 152
| Stamford | **** Newfield Avenue | Verizon | American Tower | monopole | 143 | 152
| Stamford | **** Newfield Avenue | Sprint/Nextel | American Tower | monopole | 131.5 | 152
| Stamford | **** Newfield Avenue | CL&P | American Tower | monopole | 105 | 152
| Stamford | **** Newfield Avenue | T-Mobile | American Tower | monopole | 160 | 152
| Stamford | **** Newfield Avenue | Clearwire | American Tower | monopole | 137 | 152
| Stamford | **** Newfield Avenue | Verizon | American Tower | monopole | 143 | 152
| Stamford | **** Newfield Avenue | AT&T | American Tower | monopole | 150 | 152
| Stamford | **** Newfield Avenue | Sprint | American Tower | monopole | 120 | 152
| Stamford | **** Newfield Avenue | Verizon | American Tower | monopole | 143 | 152
| Stamford | **** Newfield Avenue | Verizon | American Tower | monopole | 143 | 152
| Stamford | **** Newfield Avenue | Sprint | American Tower | monopole | 120 | 152
| Stamford | **** Newfield Avenue | Verizon | American Tower | monopole | 143 | 152
| Stamford | **** Newfield Avenue | AT&T | American Tower Corporation | monopole | top | 148
| Stamford | **** Newfield Avenue | Verizon | American Tower | monopole | 143 | 148
| Stamford | **** Newfield Avenue | T-Mobile | American Tower | monopole | 161 | 148
| Stamford | **** Newfield Avenue | AT&T | American Tower | monopole | 152 | 148
| Stamford | **** Newfield Avenue | Sprint | American Tower | monopole | 120 | 148
| Stamford | **** Newfield Avenue | AT&T | American Tower | monopole | 148 | 148
| Stamford | **** Newfield Avenue | Sprint | American Tower | monopole | 120 | 150
| Stamford | **** Newfield Avenue | T-Mobile | American Tower | monopole | 160 | 150
| Stamford | **** Newfield Avenue | T-Mobile | American Tower | monopole | 160 | 148
| Stamford | **** Newfield Avenue | Verizon | American Tower | monopole | 143 | 148 | yes
Petition No. 1361 | Stamford | *** Newfield Avenue | AT&T | WCL Limited Pertnership | monopole | 71 | 75
| Stamford | *** Catoona Lane | SCLP | AT&T | self-support lattice | missing | 300
| Stamford | *** Catoona Lane | AT&T | AT&T | self-support lattice | 50 | 300
| Stamford | *** Catoona Lane | Smart SMR(Nextel) | AT&T | self-support lattice | 220 | 300
| Stamford | *** Catoona Lane | Sprint | AT&T | self-support lattice | 154 | 300
| Stamford | *** Catoona Lane | OMNI | AT&T | self-support lattice | 267 | 300
| Stamford | *** Catoona Lane | SNET/SCLP | AT&T | self-support lattice | 315 | 300
| Stamford | *** Catoona Lane | AT&T Wireless | AT&T | self-support lattice | 242 | 300
| Stamford | *** Catoona Lane | VoiceStream | American Tower Management, Inc | self-support lattice | 267 | 300
| Stamford | *** Catoona Lane | XM Satellite | American Tower Management, Inc | self-support lattice | 250(ant);20(dish) | 300
| Stamford | *** Catoona Lane | AT&T Wireless | American Tower | self-support lattice | 242, 222 | 300
| Stamford | *** Catoona Lane | Marcus | American Tower | self-support lattice | see comments | 300
| Stamford | *** Catoona Lane | Cingular | American Tower | self-support lattice | 315 | 300
| Stamford | *** Catoona Lane | T-Mobile (VoiceStream) | American Tower | self-support lattice | 267 | 300
| Stamford | *** Catoona Lane | AT&T | American Tower | self-support lattice | n/a | 300
| Stamford | *** Catoona Lane | Skytel | American Tower | self-support lattice | 307 | 300
| Stamford | *** Catoona Lane | US Coast Guard | American Tower | self-support lattice | var | 300 |  | propane generator
| Stamford | *** Catoona Lane | Cingular/AT&T | American Tower | self-support lattice | n/a | 300
| Stamford | *** Catoona Lane | MetroPCS of New York | American Tower | self-support lattice | 160 | 300
| Stamford | *** Catoona Lane | Sprint Nextel | American Tower | self-support lattice | 150 | 300
| Stamford | *** Catoona Lane | MediaFLO | American Tower | self-support lattice | 283 | 300
| Stamford | *** Catoona Lane | Cingular | American Tower | self-support lattice | 294 | 300
| Stamford | *** Catoona Lane | Cingular/AT&T | American Tower | self-support lattice | see comments | 300
| Stamford | *** Catoona Lane | CL&P | American Tower | self-support lattice | 142 | 300
| Stamford | *** Catoona Lane | T-Mobile | American Tower | self-support lattice | 165 | 300
| Stamford | *** Catoona Lane | Clearwire | American Tower | self-support lattice | 167, 300 | 300
| Stamford | *** Catoona Lane | Sprint Nextel | American Tower | self-support lattice | 150 | 300
| Stamford | *** Catoona Lane | AT&T | American Tower | self-support lattice | 236 | 300
| Stamford | *** Catoona Lane | Sprint | American Tower | self-support lattice | 150 | 300
| Stamford | *** Catoona Lane | T-Mobile | American Tower | self-support lattice | 267 | 300
| Stamford | *** Catoona Lane | Sprint | American Tower | self-support lattice | 154 | 300
| Stamford | *** Catoona Lane | AT&T | American Tower | self-support lattice | 235 | 300
| Stamford | *** Catoona Lane | Sirius XM Radio | American Tower | self-support lattice | 268 | 300
| Stamford | *** Catoona Lane | Senet | American Tower Corporation | self-support lattice | 268 | 300
| Stamford | *** Catoona Lane | T-Mobile | American Tower Corporation | self-support lattice | 265 | 300
| Stamford | *** Catoona Lane | AT&T | American Tower Corporation | self-support lattice | 235 | 300
| Stamford | *** Catoona Lane | T-Mobile | American Tower Corporation | self-support lattice | 265 | 300
Sub-petition No. 1133 | Stamford | *** Catoona Lane | Verizon | American Tower Corporation | self-support lattice | 92 | 300
| Stamford | *** Catoona Lane | AT&T | American Tower Corporation | self-support lattice | 235 | 300
| Stamford | *** Catoona Lane | AT&T | American Tower Corporation | self-support lattice | 235 | 300
| Stamford | *** Catoona Lane | T-Mobile | American Tower Corporation | self-support lattice | 265 | 300
| Stamford | *** Catoona Lane | Sprint | American Tower Corporation | self-support lattice | 150 | 300
| Stamford | *** Catoona Lane | Sigfox | American Tower Corporation | self-support lattice | 292 | 300
| Stamford | *** Catoona Lane | AT&T | American Tower Corporation | self-support lattice | 235 | 300
| Stamford | *** Catoona Lane | AT&T | American Tower Corporation | self-support lattice | 235 | 300 | yes
| Stamford | *** Catoona Lane | DiSH | American Tower Corporation | self-support lattice | 82 | 300 | yes
| Stamford | *** Catoona Lane | DiSH | American Tower Corporation | self-support lattice | 154 | 300 | yes
Petition No. 1210 | Stamford | **** West main Street | Verizon | Verizon | rooftop | 42.4 | 42.9
Petiton No. 1282 | Stamford | *** Harbor Drive | AT&T | HPHV Direct | rooftop | 82'9" | 72'9" |  | battery backup | 4 to 6 hours
Petition No. 1413 | Stamford | *** Hope Street | AT&T | AT&T | monopole | 33 | 30
Docket No. 29 | Stamford | *** Tresser Boulevard | Cablevision of Conn. | Tresser Partners L.P. | rooftop | 216 | 208
Docket No. 73 | Stamford | *** Tresser Boulevard | BAM | Cablevision of Ct | rooftop | 220 | 220
| Stamford | *** Tresser Boulevard | BAM | Cablevision of Ct | rooftop | 206 | 220
| Stamford | *** Tresser Boulevard | BAM | Cablevision of Ct | rooftop |  | 220
| Stamford | *** Tresser Boulevard | Verizon | Cablevision of Ct | rooftop |  | 220
| Stamford | *** Tresser Boulevard | Verizon | Cablevision of Ct | rooftop | 208 | 220
| Stamford | *** Tresser Boulevard | Verizon | Cablevision of Ct | rooftop | 208 | 220
| Stamford | *** Tresser Boulevard | Verizon | Cablevision of Ct | rooftop | 205 | 220
| Stamford | *** Tresser Boulevard | Verizon | Cablevision of Ct | rooftop | 208 | 220
| Stamford | *** Tresser Boulevard | Verizon | Cornerstone | rooftop | 205 | 220
| Stamford | *** Tresser Boulevard | Verizon | Cornerstone | rooftop | 208 | 220
| Stamford | *** Tresser Boulevard | Verizon | Cornerstone | rooftop | 205 | 220
| Stamford | *** Tresser Boulevard | Verizon | Cornerstone | rooftop | 205 | 220
| Stamford | *** Old Long Ridge Road | Sprint | Long Ridge Fire Dept | self-support lattice | 128 | 152
| Stamford | *** Old Long Ridge Road | Nextel | Long Ridge Fire Dept | self-support lattice | 119 | 152
| Stamford | *** Old Long Ridge Road | AT&T | Long Ridge Fire Dept | self-support lattice | 148 | 152
| Stamford | *** Old Long Ridge Road | Cingular | Long Ridge Fire Dept | self-support lattice | 148 | 152
| Stamford | *** Old Long Ridge Road | Cingular | Long Ridge Fire Dept | self-support lattice |  | 152
Petition No. 985 | Stamford | *** Old Long Ridge Road | T-Mobile | Long Ridge Fire Dept | self-support lattice | 108 | 152
| Stamford | *** Old Long Ridge Road | Sprint Nextel | Long Ridge Fire Dept | self-support lattice | 128 | 152
| Stamford | *** Old Long Ridge Road | AT&T | Long Ridge Fire Dept | self-support lattice | 145 | 152
| Stamford | *** Old Long Ridge Road | Sprint | Long Ridge Fire Dept | self-support lattice | 128 | 152
| Stamford | *** Old Long Ridge Road | Sprint | Long Ridge Fire Dept | self-support lattice | 128 | 152
| Stamford | *** Old Long Ridge Road | Verizon | Long Ridge Fire Dept | self-support lattice | 98 | 152
| Stamford | *** Old Long Ridge Road | AT&T | Long Ridge Fire Company Inc. | self-support lattice | 143 | 152
| Stamford | *** Old Long Ridge Road | T-Mobile | Long Ridge Fire Dept | self-support lattice | 118 | 152
| Stamford | *** Old Long Ridge Road | AT&T | Long Ridge Fire Dept | self-support lattice | 145 | 152
| Stamford | *** Old Long Ridge Road | Sprint | Long Ridge Fire Company Inc. | self-support lattice | 128 | 152
| Stamford | *** Old Long Ridge Road | Verizon | Long Ridge Fire Company Inc. | self-support lattice | 98 | 152
| Stamford | *** Old Long Ridge Road | T-Mobile | Long Ridge Fire Dept | self-support lattice | 115 | 152 | yes
| Stamford | *** Old Long Ridge Road | DiSH | Long Ridge Fire Dept | self-support lattice | 108 | 152 | yes
| Stamford | *** West Main Street | BAM | Westside Storage Co | self-support lattice/bmonopole | 65 | 90
| Stamford | *** West Main Street | Verizon | Westside Storage Co | self-support lattice | 65 | 90
| Stamford | *** West Main Street | Verizon | Westside Storage Co | self-support lattice | 82 | 90
| Stamford | *** West Main Street | Verizon | Westside Storage Co | self-support lattice | 82 | 90
| Stamford | *** West Main Street | Verizon | Westside Storage Co | self-support lattice | 82 | 90
| Stamford | *** West Main Street | Verizon | Westside Storage Co | self-support lattice | 82 | 90
| Stamford | *** West Main Street | Verizon | Storage Works LLC | self-support lattice | 80 | 90
| Stamford | *** West Main Street | Verizon | Storage Works LLC | self-support lattice | 81.5 | 90
| Stamford | *** West Main Street | Verizon | Storage Works LLC | self-support lattice | 81.5 | 90
Petition No. 1542 | Stamford | ** Amelia Place | AT&T | Eversource | utility pole | 38 | 38 | yes
Petition No. 128 | Stamford | *** Main Street | SNET | SNET | self-support lattice | 120 | 125.00*
Petition No. 154 | Stamford | *** Main Street | SNET | SNET | self-support lattice | 130 | 125
| Stamford | *** Main Street | SCLP | SCLP | self-support lattice |  | 125
| Stamford | *** Main Street | SCLP | SCLP | self-support lattice
| Stamford | *** Main Street | SCLP | SCLP | self-support lattice |  | 125
| Stamford | *** Main Street | SNET/Windstar | SNET | self-support lattice | 130 | 125
| Stamford | *** Main Street | OMNI | SNET | self-support lattice | 88 | 125
| Stamford | *** Main Street | VoiceStream | SNET | self-support lattice | 111.5 | 125
| Stamford | *** Main Street | VoiceStream | SNET | self-support lattice | 104 | 125
| Stamford | *** Main Street | Cingular | SCLP | self-support lattice |  | 125
| Stamford | *** Main Street | T-Mobile (VoiceStream) | SCLP | self-support lattice | 111.5 | 125
| Stamford | *** Main Street | Cingular | SCLP | self-support lattice | 135 | 125
| Stamford | *** Main Street | T-Mobile | SCLP | self-support lattice | 99 | 125
| Stamford | *** Main Street | AT&T | SNET | self-support lattice | 20 | 125
| Stamford | *** Main Street | T-Mobile | SBA | self-support lattice | 210 | 225
| Stamford | *** Main Street | T-Mobile | SBA | self-support lattice | 210 | 225
| Stamford | *** Main Street | AT&T | Frontier Communications | self-support lattice | top | 235
| Stamford | *** Main Street | T-Mobile | Frontier Communications | self-support lattice | 203 | 231.5
| Stamford | *** Main Street | AT&T | Frontier Communications | self-support lattice | 235 | 231
| Stamford | *** Main Street | T-Mobile | Frontier Communications | self-support lattice | 210 | 231
| Stamford | *** Main Street | AT&T | Frontier Communications | self-support lattice | 235 | 228
| Stamford | *** Main Street | AT&T | Frontier Communications | self-support lattice | 125 | 125
Petition No. 829 | Stamford | *** Glenbrook Road | CL&P | CL&P | monopole | 78 | 75
Petition No. 829 | Stamford | *** Glenbrook Road | CL&P | CL&P | monopole | 60 | 75
Petition No. 829 | Stamford | *** Glenbrook Road | Yankee Gas | CL&P | monopole | 70 | 75
| Stamford | *** Glenbrook Road | NU | CL&P | monopole | 50 | 75
| Stamford | *** Glenbrook Road | CL&P | CL&P | monopole | 70 | 75
Petition No. 393 | Stamford | ** Myrtle Avenue | Sprint | CL&P | utility pole | 135 | 120
| Stamford | ** Myrtle Avenue | Sprint | CL&P | utility pole | 135 | 120
| Stamford | ** Myrtle Avenue | Sprint | CL&P | utility pole | 135 | 120
| Stamford | ** Myrtle Avenue | Sprint | CL&P | utility pole | 135 | 120
| Stamford | ** Myrtle Avenue | Sprint | CL&P | utility pole | 135 | 120 | yes
| Stamford | *** Glenbrook Road | SCLP | Glenbrook Industrial Assoc. | water tank | 103 | 110
| Stamford | *** Glenbrook Road | AT&T Wireless | Glenbrook Industrial Assoc. | water tank | 127.6 | 110
| Stamford | *** Glenbrook Road | VoiceStream | Glenbrook Indust. Park Assoc. | water tank | 93 | 110
| Stamford | *** Glenbrook Road | Cingular | Glenbrook Industrial Assoc. | water tank | 103 | 110
| Stamford | *** Glenbrook Road | T-Mobile (VoiceStream) | Glenbrook Industrial Assoc. | water tank | 93 | 110
| Stamford | *** Glenbrook Road | AT&T Wireless | Glenbrook Industrial Assoc. | water tank |  | 110
| Stamford | *** Glenbrook Road | AT&T Wireless | Glenbrook Industrial Assoc. | water tank |  | 110
| Stamford | *** Glenbrook Road | New Cingular | Glenbrook Industrial Assoc. | water tank | 96 | 110
| Stamford | *** Glenbrook Road | T-Mobile | Glenbrook Industrial Assoc. | water tank | 84.5 | 110
| Stamford | *** Glenbrook Road | MetroPCS | Glenbrook Industrial Assoc. | water tank | 102 | 110
| Stamford | *** Glenbrook Road | Clearwire | Glenbrook Industrial Assoc. | water tank | 93 | 110
| Stamford | *** Glenbrook Road | AT&T | Glenbrook Industrial Assoc. | water tank | 100 | 110
| Stamford | *** Glenbrook Road | T-Mobile | Glenbrook Industrial Assoc. | water tank | 84.5 | 110
| Stamford | *** Glenbrook Road | AT&T | Glenbrook Industrial Assoc. | water tank |  | 110 |  | diesel generator
| Stamford | *** Glenbrook Road | T-Mobile | Glenbrook Industrial Assoc. | water tank | 85 | 110
| Stamford | *** Glenbrook Road | Sprint | Glenbrook Industrial Assoc. | water tank | 93 | 110
| Stamford | *** Glenbrook Road | T-Mobile | Glenbrook Industrial Assoc. | water tank | 85 | 110
| Stamford | *** Glenbrook Road | T-Mobile | Glenbrook Industrial Assoc. | water tank | 85 | 110 | yes
| Stamford | *** Glenbrook Road | AT&T | Glenbrook Industrial Assoc. | water tank | 104 | 110 | yes
Docket No. 180 | Stamford | ** Guinea Road | BAM | BAM | monopole | 140 | 160
Docket No. 180 | Stamford | ** Guinea Road | Nextel | BAM | monopole | 130 | 160
Docket No. 180 | Stamford | ** Guinea Road | SCLP | BAM | monopole | 150 | 160
Docket No. 180 | Stamford | ** Guinea Road | Sprint | BAM | monopole | 160 | 160
| Stamford | ** Guinea Road | AT&T Wireless | BAM | monopole | 108 | 160
| Stamford | ** Guinea Road | Metricom | Crown Media | monopole | 98 | 160
| Stamford | ** Guinea Road | XM Satellite | Crown Media | monopole | 88(whip);73(dish) | 160
| Stamford | ** Guinea Road | AT&T Wireless | Crown | monopole | 108 | 160
| Stamford | ** Guinea Road | Cingular | BAM | monopole | 150 | 160
| Stamford | ** Guinea Road | T-Mobile | Crown Atlantic | monopole | 120 | 160
| Stamford | ** Guinea Road | AT&T Wireless | Crown Atlantic | monopole |  | 160
| Stamford | ** Guinea Road | Verizon | Crown Atlantic | monopole | 141 | 160
| Stamford | ** Guinea Road | Cingular/AT&T | Crown Atlantic | monopole |  | 160
| Stamford | ** Guinea Road | Verizon | Crown Atlantic | monopole | 137 | 160
| Stamford | ** Guinea Road | Sprint/Nextel | Crown Atlantic | monopole | 160 | 160
| Stamford | ** Guinea Road | Cingular | Crown Atlantic | monopole | 148 | 160
| Stamford | ** Guinea Road | T-Mobile | Crown Atlantic | monopole | 118 | 160
| Stamford | ** Guinea Road | Verizon | Crown Atlantic | monopole | 137 | 160
| Stamford | ** Guinea Road | AT&T | Crown Atlantic | monopole | 148 | 160
| Stamford | ** Guinea Road | T-Mobile | Crown Castle | monopole | 118 | 160
| Stamford | ** Guinea Road | Sprint | Crown Castle | monopole | 160 | 160
| Stamford | ** Guinea Road | Verizon | Crown Castle | monopole | 142 | 160
| Stamford | ** Guinea Road | Sprint | Crown Castle | monopole | 157 | 160
| Stamford | ** Guinea Road | AT&T | Crown Castle | monopole | 151 | 160
| Stamford | ** Guinea Road | Sprint | Crown Castle | monopole | 157 | 160
| Stamford | ** Guinea Road | Sprint | Crown Castle | monopole | 157 | 160
| Stamford | ** Guinea Road | Verizon | Crown Atlantic | monopole | 142 | 160
| Stamford | ** Guinea Road | AT&T | Crown Castle | monopole | 151 | 160
| Stamford | ** Guinea Road | T-Mobile | Crown Castle | monopole | 118 | 160
| Stamford | ** Guinea Road | AT&T | Crown Castle | monopole | 149 | 160
| Stamford | ** Guinea Road | DISH | Crown Castle | monopole | 129 | 160 | yes
| Stamford | ** Guinea Road | Verizon | Crown Castle | monopole | 142 | 160 | yes
| Stamford | ** Guinea Road | Verizon | Crown Castle | monopole | 142 | 160
| Stamford | ** Guinea Road | Verizon | Crown Castle | monopole
| Stamford | ** Guinea Road | Verizon | Crown Castle | monopole | 139 | 160 | yes
Petition No. 1360 | Stamford | *** High Ridge Road | Sprint | City of Stamford | guyed-lattice | 69.5 | 70
Petition No. 1263 | Stamford | ** Hamilton Avenue | Verizon | Verizon | rooftop | 30 | 31.4
| Stamford | ** Hamilton Avenue | Verizon | Verizon | rooftop | 30 | 31
Petition No. 1495 | Stamford | ** Hamilton Avenue | AT&T | CT DOT | Utility Pole | 42 | 43 | yes
| Sterling | *** Ekonk Hill Road | Sprint | SBA | self-support lattice |  | 200
| Sterling | *** Ekonk Hill Road | Sprint | SBA | self-support lattice | 170 | 200
| Sterling | *** Ekonk Hill Road | DISH | SBA | self-support lattice | 150 | 200 | yes
Docket No. 345 | Sterling | * Exeter Drive | Verizon | MCFbg Communications | monopole | 137 | 140
| Sterling | * Exeter Drive | Cingular | MCFbg Communications | monopole | 127 | 140
| Sterling | * Exeter Drive |  | SBA | monopole |  | 140
| Sterling | * Exeter Drive | Verizon | SBA | monopole | 137 | 140
| Sterling | * Exeter Drive | AT&T | SBA | monopole | 130 | 140
| Sterling | * Exeter Drive | Verizon | SBA | monopole | 140 | 140
| Sterling | * Exeter Drive | AT&T | SBA | monopole | 130 | 140
| Sterling | * Exeter Drive | AT&T | SBA | monopole | 130 | 140 | yes
| Sterling | * Exeter Drive | T-Mobile | SBA | monopole | 120 | 140 | yes | diesel-generator | 25-kilowatt
| Sterling | * Exeter Drive | AT&T | SBA | monopole |  | 140 |  | diesel generator | 30kw
| Sterling | * Exeter Drive | DISH | SBA | monopole | 95 | 140 | yes
| Sterling | * Exeter Drive | Verizon | SBA | monopole | 140 | 140
Petition No. 141 | Sterling | Ekonk Hill Road | NECS | DEP | self-support lattice | 65 | 70
Docket No. 157 | Sterling | Ekonk Hill Road | DPS | DPS | self-support lattice | 140 | 140
| Sterling | Ekonk Hill Road | Quinn. Valley Emerg. Comm | DPS | self-support lattice | 80 | 140
| Sterling | Ekonk Hill Road | Omni | DPS | self-support lattice | 110 | 140
| Sterling | Ekonk Hill Road | T-Mobile (VoiceStream) | DPS | self-support lattice | 110 | 140
| Sterling | Ekonk Hill Road | Eversource | DPS | self-support lattice | 117 | 140
Petiton No. 765 | Stonington | *** Wilcox Road | T-Mobile | Optasite | monopole | 97 | 100
| Stonington | *** Wilcox Road | MetroPCS | Optasite | monopole | 87 | 100
| Stonington | *** Wilcox Road | T-Mobile | SBA | monopole | 96 | 100
| Stonington | *** Wilcox Road | T-Mobile | SBA | monopole | 96 | 100
| Stonington | *** Wilcox Road | T-Mobile | SBA | monopole | 96 | 100
| Stonington | *** Wilcox Road | T-Mobile | SBA | monopole | 96 | 100
| Stonington | *** Wilcox Road | DISH | SBA | monopole | 86 | 100 | yes
Docket No. 399 | Stonington | *** Pawcatuck Avenue | T-Mobile | T-Mobile | monopole | 117 | 120 |  | battery backup | 20-36 hour capacity
Docket No. 399 | Stonington | *** Pawcatuck Avenue | Verizon | T-Mobile | monopole | 107 | 120 |  | diesel generator | 48-hour capacity
| Stonington | *** Pawcatuck Avenue |  | Bay Communications | monopole |  | 120
| Stonington | *** Pawcatuck Avenue |  | American Towers, LLC
| Stonington | *** Pawcatuck Avenue | DISH | American Towers, LLC | monopole | 110 | 120 | yes
| Stonington | *** South Broad Street | BAM | Stonington, Town of | self-support lattice | 100 | 120
| Stonington | *** South Broad Street | Verizon | SBA | self-support lattice | 150 | 180
| Stonington | *** South Broad Street | VoiceStream | SBA | self-support lattice | 140 | 180
| Stonington | *** South Broad Street | AT&T Wireless | SBA | self-support lattice | 130 | 180
| Stonington | *** South Broad Street | T-Mobile (VoiceStream) | SBA | self-support lattice | 140 | 180
| Stonington | *** South Broad Street | Cingular | SBA | self-support lattice | 120 | 180
| Stonington | *** South Broad Street | Verizon | SBA | self-support lattice | 150 | 180
| Stonington | *** South Broad Street | Cingular/AT&T | SBA | self-support lattice | 130 | 180
| Stonington | *** South Broad Street | Cingular | SBA | self-support lattice | 120 | 180
| Stonington | *** South Broad Street | MetroPCS | SBA | self-support lattice | 130 | 180
| Stonington | *** South Broad Street | T-Mobile | SBA | self-support lattice | 140 | 180
| Stonington | *** South Broad Street | AT&T Wireless | SBA | self-support lattice | 120 | 180
| Stonington | *** South Broad Street | Verizon | SBA | self-support lattice | 150 | 180
| Stonington | *** South Broad Street | T-Mobile | SBA | self-support lattice | 140 | 180
| Stonington | *** South Broad Street | Verizon | SBA | self-support lattice | 150 | 180
| Stonington | *** South Broad Street | AT&T | SBA | self-support lattice | 150 | 180
| Stonington | *** South Broad Street | Verizon | SBA | self-support lattice | 150 | 180 | yes
| Stonington | * Taugwonk Spur Road | AT&T Wireless | SBA | monopole | 160 | 190
| Stonington | * Taugwonk Spur Road | AT&T Wireless | SBA | monopole | n/a | 190
| Stonington | * Taugwonk Spur Road | AT&T Wireless | SBA | monopole |  | 190
| Stonington | * Taugwonk Spur Road | Verizon | SBA | monopole | 110 | 190
| Stonington | * Taugwonk Spur Road | Cingular/AT&T | SBA | monopole | 130 | 190
| Stonington | * Taugwonk Spur Road | MetroPCS | SBA | monopole | 184 | 190
Petition No. 912 | Stonington | * Taugwonk Spur Road | CL&P | SBA | monopole | var. | 190
| Stonington | * Taugwonk Spur Road | T-Mobile | SBA | monopole | 173 | 190
| Stonington | * Taugwonk Spur Road | Sprint | SBA | monopole |  | 190
| Stonington | * Taugwonk Spur Road | T-Mobile | SBA | monopole | 172.5 | 190
| Stonington | * Taugwonk Spur Road | T-Mobile | SBA | monopole | 172.5 | 190
| Stonington | * Taugwonk Spur Road | Sprint | SBA | monopole | 145 | 190
| Stonington | * Taugwonk Spur Road | T-Mobile | SBA | monopole | 172.5 | 190
| Stonington | * Taugwonk Spur Road | Eversource | SBA | monopole | 114, 150, 155 | 190
| Stonington | * Taugwonk Spur Road | DISH | SBA | monopole | 182 | 190 | yes
Petition No. 1203 | Stonington | *** Deans Mill Road | Verizon | Verizon | Rooftop | 24.8 | 26.8
| Stonington | *** Deans Mill Road | Verizon | Verizon | Rooftop | 24.8 | 26.8 | yes
Docket No. 121 | Stonington | ** Taugwonk Road | SNET Cellular | SNET Cellular | monopole | 150 | 150
| Stonington | ** Taugwonk Road | SNET/SCLP | SNET/SCLP | monopole
| Stonington | ** Taugwonk Road | SCLP/BAM | SNET/SCLP | monopole | 132 | 150
| Stonington | ** Taugwonk Road | SCLP/OMNI | SNET/SCLP | monopole | 162 | 150
| Stonington | ** Taugwonk Road | Verizon | SCLP | monopole | 110 | 154'5"
| Stonington | ** Taugwonk Road | Cingular | SepctraSite | monopole | 154 | 150
| Stonington | ** Taugwonk Road | Cingular | SepctraSite | monopole | 153 | 150
| Stonington | ** Taugwonk Road | Verizon | AT&T | monopole | 114 | 150
| Stonington | ** Taugwonk Road | AT&T | AT&T | monopole | 153 | 150
| Stonington | ** Taugwonk Road | Verizon | Crown Castle | monopole | 114 | 150
| Stonington | ** Taugwonk Road | Verizon | Crown Castle | monopole | 114 | 150
| Stonington | ** Taugwonk Road | AT&T | Crown Castle | monopole | 153 | 150
| Stonington | ** Taugwonk Road | Verizon | Crown Castle | monopole | 110 | 150 | yes
| Stonington | *** Al Harvey Road | Verizon | SBA | monopole | 167, 177 | 180
| Stonington | *** Al Harvey Road | Verizon | SBA | monopole | 167, 177 | 180
| Stonington | *** Al Harvey Road | DISH | SBA | monopole | 157 | 180 | yes
Petition No. 1164 | Stonington | ** Coogan Boulevard | Verizon | Verizon | rooftop | 45 | 46.2
| Stonington | ** Coogan Boulevard | Verizon | Verizon | rooftop | 45 | 46.2
| Stonington | ** Coogan Boulevard | Verizon | Verizon | rooftop | 45 | 46
| Stonington | * Broadway Avenue Extension | Cingular | MCM | water tank | 143 | 155
| Stonington | * Broadway Avenue Extension | MetroPCS | Planeta Properties | water tank | 113 | 155
| Stonington | * Broadway Avenue Extension | AT&T Wireless | Planeta Properties | water tank | 143 | 155
| Stonington | * Broadway Avenue Extension | Verizon | Planeta Properties | water tank | 93 | 155
| Stonington | * Broadway Avenue Extension | Verizon | Planeta Properties | water tank | 93 | 155
| Stonington | * Broadway Avenue Extension | T-Mobile | Planeta Properties | water tank | 116 | 155
| Stonington | * Broadway Avenue Extension | AT&T | Planeta Properties | water tank | 140 | 155
| Stonington | * Broadway Avenue Extension | Verizon | MCM | water tank | 93 | 155
| Stonington | * Broadway Avenue Extension | T-Mobile | MCM | water tank | 116.5 | 155
| Stonington | * Broadway Avenue Extension | Verizon | MCM | water tank | 93 | 155
| Stonington | * Broadway Avenue Extension | Sprint | SBA | water tank | 137 | 155
| Stonington | * Broadway Avenue Extension | AT&T Wireless | SBA Properties | water tank | 140 | 155
| Stonington | * Broadway Avenue Extension | DISH | SBA Properties | water tank | 155 | 155 | yes
| Stonington | ** Jerry Brown Road | Omni | SBA Towers | monopole | 135 | 160
| Stonington | ** Jerry Brown Road | AT&T Wireless | SBA Towers | monopole | 125 | 160
| Stonington | ** Jerry Brown Road | AT&T Wireless | SBA Towers | monopole | n/a | 160
| Stonington | ** Jerry Brown Road | T-Mobile (VoiceStream) | SBA Towers | monopole | 135 | 160
| Stonington | ** Jerry Brown Road | AT&T Wireless | SBA Towers | monopole |  | 160
| Stonington | ** Jerry Brown Road | Cingular | SBA Towers | monopole | 125 | 160
| Stonington | ** Jerry Brown Road | AT&T | SBA Towers | monopole | 125 | 160
| Stonington | ** Jerry Brown Road | T-Mobile | SBA Towers | monopole | 135 | 160
| Stonington | ** Jerry Brown Road | AT&T | SBA Towers | monopole | 125 | 160
| Stonington | ** Jerry Brown Road | T-Mobile | SBA Towers | monopole | 135 | 160 | yes
| Stonington | ** Jerry Brown Road | T-Mobile | SBA Towers | monopole | 135 | 160 | yes
| Stonington | *** Stonington Road | Omni | SBA | monopole | 134 | 150
| Stonington | *** Stonington Road | T-Mobile (VoiceStream) | SBA | monopole | 134 | 150
| Stonington | *** Stonington Road | Cingular | SBA | monopole | 125 | 150
| Stonington | *** Stonington Road | MetroPCS | SBA | monopole | 115 | 150
| Stonington | *** Stonington Road | T-Mobile | SBA | monopole | 135 | 150
| Stonington | *** Stonington Road | AT&T | SBA | monopole | 125 | 150
| Stonington | *** Stonington Road | Sprint | SBA | monopole |  | 150
| Stonington | *** Stonington Road | AT&T | SBA | monopole |  | 150
| Stonington | *** Stonington Road | Sprint | SBA | monopole | 147 | 150
| Stonington | *** Stonington Road | AT&T | SBA | monopole | 128 | 150
| Stonington | *** Stonington Road | T-Mobile | SBA | monopole | 135 | 150 | yes
| Stonington | ** Mechanic Street | AT&T | VoiceStream | monopole | 129.00, 135.00 | 150
| Stonington | ** Mechanic Street | T-Mobile | VoiceStream | monopole | 139.5 | 150
| Stonington | ** Mechanic Street | Cingular | VoiceStream | monopole | 127 | 150
| Stonington | ** Mechanic Street | T-Mobile | VoiceStream | monopole | 147, 139 | 150
| Stonington | ** Mechanic Street | AT&T | VoiceStream | monopole | var. | 150
| Stonington | ** Mechanic Street | T-Mobile | VoiceStream | monopole | 145 | 150 | yes
| Stonington | ** Voluntown Road | Nextel | SBA Comm. | monopole | 180 | 195
| Stonington | ** Voluntown Road | AT&T Wireless | SBA Towers | monopole | 150 | 195
| Stonington | ** Voluntown Road | AT&T Wireless | SBA Towers | monopole | 150 | 195
| Stonington | ** Voluntown Road | AT&T Wireless | SBA Towers | monopole |  | 195
| Stonington | ** Voluntown Road | Verizon | SBA Towers | monopole | 140 | 195
| Stonington | ** Voluntown Road | Cingular | SBA Towers | monopole | 150 | 195
| Stonington | ** Voluntown Road | MetroPCS | SBA Towers | monopole | 130 | 195
| Stonington | ** Voluntown Road | Verizon | SBA Towers | monopole | 140 | 195
| Stonington | ** Voluntown Road | T-Mobile | SBA Towers | monopole | 167 | 195
| Stonington | ** Voluntown Road | Sprint | SBA Towers | monopole | 193 | 195
| Stonington | ** Voluntown Road | AT&T | SBA Towers | monopole | 150 | 195
| Stonington | ** Voluntown Road | T-Mobile | SBA Towers | monopole | 167 | 195
| Stonington | ** Voluntown Road | Sprint | SBA Towers | monopole | 195 | 195
| Stonington | ** Voluntown Road | Verizon | SBA Towers | monopole | 140 | 195
| Stonington | ** Voluntown Road | Verizon | SBA | monopole | 140 | 195
| Stonington | ** Voluntown Road | T-Mobile | SBA | monopole | 167 | 195
| Stonington | ** Voluntown Road | Sprint | SBA | monopole | 195 | 195
| Stonington | ** Voluntown Road | AT&T | SBA | monopole | 150 | 195
| Stonington | ** Voluntown Road | T-Mobile | SBA | monopole | 167 | 195
| Stonington | ** Voluntown Road | DISH | SBA | monopole | 125 | 195 | yes
| Stonington | ** Voluntown Road | Verizon | SBA | monopole | 140 | 195
Petition No. 1188 | Stratford | **** Huntington Road | Verizon | Hill Top Market LLC | rooftop | 21.3 | 13.8
| Stratford | *** Oronoque Lane | AT&T | Town of Stratford | monopole | 120 | 150 | yes | 50 kW diesel generator
| Stratford | *** Oronoque Lane | AT&T | Town of Stratford | monopole | 120 | 150
| Stratford | *** Oronoque Lane | DISH | Town of Stratford | monopole | 110 | 150 | yes
Docket No. 511 | Stratford | *** East Main Street Rear | AT&T | Barrett Outdoor Communications | monopole | 132 | 135 |  | diesel generator | 15-kilowatt
Docket No. 511 | Stratford | *** East Main Street Rear | Verizon | Barrett Outdoor Communications | monopole | 121 | 135 |  | backup battery | 4 hrs
Docket No. 511 | Stratford | *** East Main Street Rear | DiSH | Barrett Outdoor Communications | monopole | 111 | 135 |  | backup battery | 4 hrs
Docket No. 511 | Stratford | *** East Main Street Rear | T-Mobile | Barrett Outdoor Communications | monopole | 91 | 135
Docket No. 385 | Stratford | ** Stonybrook Road | T-Mobile | T-Mobile | monopole | 87.00, 97.00 | 100
| Stratford | ** Stonybrook Road | Clearwire | T-Mobile | monopole | 77 | 100
| Stratford | ** Stonybrook Road |  | Florida Tower Partners | monopole |  | 100
| Stratford | ** Stonybrook Road | T-Mobile | Tarpon Towers | monopole | 87, 97 | 100
| Stratford | ** Stonybrook Road | Verizon | Tarpon Towers | monopole | 77 | 100
Petition No. 1100 | Stratford | ** Stonybrook Road | AT&T | Tarpon Towers | monopole | 107, 117 | 120 |  | 50 kW diesel generator | 48 hours
| Stratford | ** Stonybrook Road | T-Mobile | Florida Tower Partners | monopole | 87 | 120
| Stratford | ** Stonybrook Road |  | American Tower LLC | monopole
| Stratford | ** Stonybrook Road | T-Mobile | American Tower LLC | monopole | 87, 97 | 120
| Stratford | ** Stonybrook Road | T-Mobile | American Tower LLC | monopole | 87, 97 | 120
| Stratford | ** Stonybrook Road | AT&T | American Tower LLC | monopole | 117 | 120
| Stratford | ** Stonybrook Road | diSH | American Tower LLC | monopole | 107 | 120 | yes
| Stratford | ** Stonybrook Road | AT&T | American Tower LLC | monopole | 120 | 120 | yes
| Stratford | ** Stonybrook Road | T-Mobile | American Tower LLC | monopole |  |  |  | diesel generator | 48-kilowatt
| Stratford | ** Stonybrook Road | Verizon | American Tower LLC | monopole | 87 | 120 | yes
| Stratford | ** Stonybrook Road | AT&T | American Tower LLC | monopole | 120 | 120 | yes
Petition No. 542 | Stratford | ***B Hawley Lane | Nextel | CL&P | utility pole | 101 | 81
| Stratford | ***B Hawley Lane | SprintNextel | CL&P | utility pole | 99 | 81
| Stratford | ***B Hawley Lane | Sprint | CL&P | utility pole | 99 | 81
Petition No. 542A | Stratford | ***B Hawley Lane | Sprint | Eversource | utility pole | 120 | 120
| Stratford | ***-*** Honeyspot Road | SNET/SCLP | Comtronics |  | 55 | 65
| Stratford | ***-*** Honeyspot Road | AT&T Wireless | John and Deborah Beck | monopole | 102 | 90
| Stratford | ***-*** Honeyspot Road | BAM | John and Deborah Beck | monopole | 80 | 90
| Stratford | ***-*** Honeyspot Road | SCLP | John and Deborah Beck | monopole | 90 | 90
| Stratford | ***-*** Honeyspot Road | Metricom | Becker/ComTronics | monopole | 68 | 86
| Stratford | ***-*** Honeyspot Road | AT&T Wireless | Com-Tronics/John and Deborah Beck | monopole | 102 | 90
| Stratford | ***-*** Honeyspot Road | Cingular | Com-Tronics/John and Deborah Beck | monopole | 90 | 90
| Stratford | ***-*** Honeyspot Road | AT&T Wireless | Com-Tronics/John and Deborah Beck | monopole |  | 90
| Stratford | ***-*** Honeyspot Road | Verizon | Com-Tronics/John and Deborah Beck | monopole | 85 | 90
| Stratford | ***-*** Honeyspot Road | Sprint | Com-Tronics/John and Deborah Beck | monopole | 72 | 90
| Stratford | ***-*** Honeyspot Road | Cingular | Com-Tronics/John and Deborah Beck | monopole | 92 | 90
| Stratford | ***-*** Honeyspot Road | Verizon | Com-Tronics/John and Deborah Beck | monopole | 82 | 90
| Stratford | ***-*** Honeyspot Road | Cingular/AT&T | Com-Tronics/John and Deborah Beck | monopole | 90 | 90
| Stratford | ***-*** Honeyspot Road | Sprint Nextel | Com-Tronics/John and Deborah Beck | monopole | 72 | 90
| Stratford | ***-*** Honeyspot Road | MetroPCS | Com-Tronics/John and Deborah Beck | monopole | 101 | 90
| Stratford | ***-*** Honeyspot Road | Clearwire | Com-Tronics/John and Deborah Beck | monopole | 72 | 90
| Stratford | ***-*** Honeyspot Road | Verizon | Com-Tronics/John and Deborah Beck | monopole | 82 | 90
| Stratford | ***-*** Honeyspot Road | AT&T | Com-Tronics/John and Deborah Beck | monopole | 90 | 90
| Stratford | ***-*** Honeyspot Road | Sprint | Com-Tronics/John and Deborah Beck | monopole | 72 | 90
| Stratford | ***-*** Honeyspot Road | Verizon | Com-Tronics/John and Deborah Beck | monopole | 82 | 90
| Stratford | ***-*** Honeyspot Road | Sprint | Com-Tronics/John and Deborah Beck | monopole | 72 | 90
| Stratford | ***-*** Honeyspot Road | AT&T | Com-Tronics/John and Deborah Beck | monopole | 90 | 102
| Stratford | ***-*** Honeyspot Road | Verizon | Becker LLC | monopole | 82 | 102
| Stratford | ***-*** Honeyspot Road | AT&T | Becker LLC | monopole | 90 | 102
| Stratford | ***-*** Honeyspot Road | AT&T | Becker LLC | monopole | 90 | 102
Petition No. 1340 | Stratford | ***-*** Honeyspot Road | Verizon | Becker LLC | monopole |  |  |  | natural gas generator | 80 kW
| Stratford | ***-*** Honeyspot Road | Sprint | Becker LLC | monopole
| Stratford | ***-*** Honeyspot Road | AT&T | Com-Tronics/John and Deborah Beck | monopole | 90 | 102
| Stratford | ***-*** Honeyspot Road | AT&T | Com-Tronics/John and Deborah Beck | monopole | 90 | 102 | yes
| Stratford | ***-*** Honeyspot Road | DiSH | Com-Tronics/John and Deborah Beck | monopole | 62 | 102 | yes
| Stratford | ***-*** Honeyspot Road | AT&T | Com-Tronics/John and Deborah Beck | monopole | 90 | 102
| Stratford | *** James Farm Road | Verizon | Peter Fedorko | self-support lattice | 98 | 110
| Stratford | *** James Farm Road | Sprint Nextel | Peter Fedorko | self-support lattice | 110 | 110
| Stratford | *** James Farm Road | Sprint Nextel | Peter Fedorko | self-support lattice | 109 | 110
| Stratford | *** James Farm Road | Verizon | Wilma Fedorko | self-support lattice | 98 | 110
| Stratford | *** James Farm Road | Clearwire | Wilma Fedorko | self-support lattice | 110 | 110
| Stratford | *** James Farm Road | Verizon | Darcy&Dana Shoop | self-support lattice | 98 | 110
| Stratford | *** James Farm Road | Verizon | Darcy&Dana Shoop | self-support lattice | 98 | 110
| Stratford | *** James Farm Road | Sprint | peter & Wilma Federko | self-support lattice | 110 | 110
| Stratford | *** James Farm Road | Sprint | peter & Wilma Federko | self-support lattice
| Stratford | *** James Farm Road | Verizon | Darcy&Dana Shoop | self-support lattice | 98 | 110
| Stratford | *** James Farm Road | Verizon | Darcy&Dana Shoop | self-support lattice | 98 | 110
Petition No. 405 | Stratford | Chapel Street | Omni | CL&P | utility pole | 107 | 101
Petition No. 411 | Stratford | Chapel Street | SCLP | CL&P | utility pole | 123 | 101
| Stratford | Chapel Street | Cingular | CL&P | utility pole | 123 | 101
| Stratford | Chapel Street | T-Mobile (VoiceStream) | CL&P | utility pole | 107 | 101
| Stratford | Chapel Street | New Cingular | CL&P | utility pole | 126 | 81
| Stratford | Chapel Street | T-Mobile | CL&P | utility pole | 109 | 81
| Stratford | Chapel Street | AT&T | CL&P | utility pole | 126 | 81
| Stratford | Chapel Street | T-Mobile | CL&P | utility pole | 109 | 81
| Stratford | Chapel Street | T-Mobile | CL&P | utility pole | 109 | 81
| Stratford | Chapel Street | AT&T | Eversource | utility pole | 126 | 101
| Stratford | Chapel Street | AT&T | Eversource | utility pole | 124 | 101
Petition No. 543 | Stratford | Chapel Street | Sprint PCS | CL&P | self-support lattice/utility pole | 87 | 78
| Stratford | Chapel Street | Sprint PCS | CL&P | self-support lattice/utility pole | 87 | 78
| Stratford | Chapel Street | Sprint | CL&P | self-support lattice | 85 | 78
Petition No. 528 | Stratford | *** Chapel Street | AT&T | CL&P | utility pole | 97 | 88
| Stratford | *** Chapel Street | AT&T | CL&P | utility pole | 97 | 88
| Stratford | *** Chapel Street | AT&T | CL&P | utility pole | 97 | 88
| Stratford | *** Chapel Street | AT&T | CL&P | utility pole | 125 | 125 | yes
Petition No. 1011 | Stratford | *** Chapel Street | MetroPCS | CL&P | utility pole | 104 | 88
| Stratford | *** Longbrook Avenue | T-Mobile | Town of Stratford | guyed-lattice | 79 | 82
| Stratford | *** Longbrook Avenue | T-Mobile | Town of Stratford | guyed-lattice | 79 | 82
| Stratford | *** Longbrook Avenue | T-Mobile | Town of Stratford | guyed-lattice | 79 | 82
| Stratford | *** Longbrook Avenue | T-Mobile | Town of Stratford | guyed-lattice | 79 | 82
| Stratford | *** Longbrook Avenue | T-Mobile | Town of Stratford | guyed-lattice | 74 | 82
Petition No. 437 | Stratford | Baird Substation | UI | UI | wood pole | 79 | 79
Petition No. 622 | Stratford | Huntington Avenue | T-Mobile | CL&P | utility pole | 88 | 80
| Stratford | Huntington Avenue | T-Mobile | CL&P | utility pole | 88 | 80
Petiton No. 622A | Stratford | **** Huntington Road | T-Mobile | Eversource | utility pole | 110 | 110
| Stratford | **** Huntington Road | T-Mobile | Eversource | utility pole | 110 | 110
Docket No. 403 | Suffield | *** South Grand Street | Verizon | Verizon | monopole | 120 | 120 |  | diesel generator | 275-gallon capacity
| Suffield | *** South Grand Street | Verizon | Verizon | monopole | 120 | 120
Petition No. 1097 | Suffield | *** South Grand Street | AT&T | Verizon | monopole | 130 | 135 |  | diesel generator | 48 hours
Petition No. 1097A | Suffield | *** South Grand Street | AT&T | Verizon | monopole | 135 | 139 | install platorm antenna mount | diesel generator | 20-kilowatt
| Suffield | *** South Grand Street | DISH | Verizon | monopole | 110 | 139 | yes
| Suffield | **** Mountain Road | AT&T | Crown | monopole | 175 | 192
| Suffield | **** Mountain Road | T-Mobile | Crown | monopole | 182 | 192
| Suffield | **** Mountain Road | Verizon | Crown | monopole | 160 | 192
| Suffield | **** Mountain Road | Cingular | Crown | monopole | 175 | 192
| Suffield | **** Mountain Road | Verizon | Crown | monopole |  | 192 |  | propane generator
| Suffield | **** Mountain Road | Verizon | Crown | monopole | 160 | 192
| Suffield | **** Mountain Road | AT&T | Crown Castle | monopole | 170 | 192
| Suffield | **** Mountain Road | Verizon | Crown Castle | monopole | 160 | 192
| Suffield | **** Mountain Road | T-Mobile | Crown Castle | monopole | 182 | 192
| Suffield | **** Mountain Road | Verizon | Crown Castle | monopole | 160 | 192
| Suffield | **** Mountain Road | Verizon | Crown Castle | monopole | 160 | 192
| Suffield | **** Mountain Road | T-Mobile | Crown Castle | monopole | 182 | 192
| Suffield | **** Mountain Road | AT&T | Crown Castle | monopole | 170 | 192 | yes
| Suffield | ** Ffyler Place | Verizon | Crown | monopole | 93 | 100
Petition No. 538 | Suffield | ** Ffyler Place | Cingular | Crown | monopole | 107 | 95
| Suffield | ** Ffyler Place | Cingular | Crown | monopole | 107 | 110
| Suffield | ** Ffyler Place | Verizon | Crown | monopole | 90 | 100
| Suffield | ** Ffyler Place | Verizon | Crown | monopole | 90 | 100
| Suffield | ** Ffyler Place | Cingular | Crown | monopole | 107 | 100
| Suffield | ** Ffyler Place | Pocket (now MetroPCS) | Crown | monopole | 62 | 100
| Suffield | ** Ffyler Place | Sprint | Crown | monopole |  | 100 |  | fuel cell backup
| Suffield | ** Ffyler Place | Verizon | Crown | monopole | 92 | 100
| Suffield | ** Ffyler Place | AT&T | Crown Castle | monopole | 107 | 100
| Suffield | ** Ffyler Place | Sprint | Crown Castle | monopole | 74 | 100
| Suffield | ** Ffyler Place | Verizon | Crown Castle | monopole | 91 | 100
| Suffield | ** Ffyler Place | AT&T | Crown Castle | monopole |  | 100 |  | diesel generator
| Suffield | ** Ffyler Place | Sprint | Crown Castle | monopole | 74 | 100
| Suffield | ** Ffyler Place | Verizon | Crown Castle | monopole | 91 | 100
| Suffield | ** Ffyler Place | AT&T | Crown Castle | monopole | top | 100
| Suffield | ** Ffyler Place | Verizon | Crown Castle | monopole | 91 | 109
| Suffield | ** Ffyler Place | AT&T | Crown Castle | monopole | 107 | 109
| Suffield | ** Ffyler Place | Verizon | Crown Castle | monopole | 91 | 109
| Suffield | ** Ffyler Place | AT&T | Crown Castle | monopole |  | 109 |  | diesel generator | 30kw
| Suffield | ** Ffyler Place | AT&T | Crown Castle | monopole | 107 | 109
| Suffield | ** Ffyler Place | DISH | Crown Castle | monopole | 101 | 109 | yes
| Suffield | *** East Street South | T-Mobile | Town of Suffield | monopole | 165 | 165.5
| Suffield | *** East Street South | Verizon | Town of Suffield | monopole | 155 | 165.5
| Suffield | *** East Street South | Pocket (now MetroPCS) | Town of Suffield | monopole | 145 | 165.5
| Suffield | *** East Street South | T-Mobile | Town of Suffield | monopole | 163 | 165.5
| Suffield | *** East Street South | Clearwire | Town of Suffield | monopole | 136 | 165.5
| Suffield | *** East Street South | Verizon | Crown Castle | monopole | 153 | 165.5
| Suffield | *** East Street South | MetroPCS | Crown Castle | monopole |  | 165.5
| Suffield | *** East Street South | Verizon | Crown Castle | monopole | 153 | 165.5
| Suffield | *** East Street South | T-Mobile | Crown Castle | monopole | var. | 165.5
| Suffield | *** East Street South | T-Mobile | Crown Castle | monopole | 165 | 165.5 | yes
| Suffield | *** East Street South | DISH | Crown Castle | monopole | 126 | 165.5 | yes
| Thomaston | *** Chapel Street | Sprint | T-Mobile | monopole | 162 | 175
| Thomaston | *** Chapel Street | Verizon | T-Mobile | monopole | 152 | 175
| Thomaston | *** Chapel Street | New Cingular | T-Mobile | monopole | 142 | 175
| Thomaston | *** Chapel Street | Verizon | T-Mobile | monopole | 152 | 175
| Thomaston | *** Chapel Street | Pocket (now MetroPCS) | T-Mobile | monopole | 115 | 175
| Thomaston | *** Chapel Street | Verizon | T-Mobile | monopole | 152 | 175
| Thomaston | *** Chapel Street | AT&T | T-Mobile | monopole | 142 | 175
| Thomaston | *** Chapel Street | Sprint | Crown Castle | monopole | 162.5 | 175
| Thomaston | *** Chapel Street | Verizon | Crown Castle | monopole | 152 | 175
| Thomaston | *** Chapel Street | T-Mobile | Crown Castle | monopole | 172 | 175
| Thomaston | *** Chapel Street | Sprint | Crown Castle | monopole | 162 | 175
| Thomaston | *** Chapel Street | AT&T | Crown Castle | monopole | 142 | 175
| Thomaston | *** Chapel Street | Sprint | Crown Castle | monopole | 160 | 175
| Thomaston | *** Chapel Street | AT&T | Crown Castle | monopole | 142 | 175
| Thomaston | *** Chapel Street | Verizon | Crown Castle | monopole | 152 | 175
| Thomaston | *** Chapel Street | T-Mobile | Crown Castle | monopole | 172 | 175
| Thomaston | *** Chapel Street | DISH | Crown Castle | monopole | 130 | 175 | yes
| Thomaston | *** Chapel Street | Verizon | Crown Castle | monopole | 149 | 175 | yes
Docket No. 358 | Thompson | *** Riverside Drive | Verizon | MCF Communications | monopole | 137 | 140
| Thompson | *** Riverside Drive | Verizon | MCF Communications | monopole | 137 | 140
| Thompson | *** Riverside Drive | Verizon | MCF Communications | monopole | 137 | 139
| Thompson | *** Riverside Drive | Verizon | MCF Communications | monopole | 137 | 139
| Thompson | *** Riverside Drive | Verizon | MCF Communications | monopole | 137 | 139
Docket No. 344 | Thompson | ** Rich Road | T-Mobile | MCF Communications | monopole | 147 | 150
Docket No. 344 | Thompson | ** Rich Road | Verizon | MCF Communications | monopole | 137 | 150
| Thompson | ** Rich Road | Cingular | MCF Communications | monopole | 127 | 150
| Thompson | ** Rich Road |  | SBA | monopole |  | 150
| Thompson | ** Rich Road | Verizon | SBA | monopole | 137 | 150
| Thompson | ** Rich Road | Verizon | SBA | monopole | 137 | 150
| Thompson | ** Rich Road | AT&T | SBA | monopole | 127 | 150
| Thompson | ** Rich Road | T-Mobile | SBA | monopole | 146 | 150
| Thompson | ** Rich Road | Verizon | SBA | monopole | 137 | 150
| Thompson | ** Rich Road | T-Mobile | SBA | monopole | 146 | 150
| Thompson | ** Rich Road | AT&T | SBA | monopole | 127 | 150
| Thompson | ** Rich Road | T-Mobile | SBA | monopole | 148 | 150
| Thompson | ** Rich Road | AT&T | SBA | monopole | 127 | 150
| Thompson | ** Rich Road | AT&T | SBA | monopole |  |  |  | diesel genrator | 50-kilowatta
Docket No. 53 | Thompson | ** Lowell Davis Road | Tele-Media | Tele-Media | guyed-lattice | 245 | 250
| Thompson | ** Lowell Davis Road | SNET/SCLP | Tele-Media | guyed-lattice | 212 | 250
| Thompson | ** Lowell Davis Road | CONN-2 | Tele-Media | guyed-lattice | 235 | 250
| Thompson | ** Lowell Davis Road | Crown Media | Crown Media | guyed-lattice |  | 250
| Thompson | ** Lowell Davis Road | SNET/Cingular | Charter Communications | guyed-lattice | 205 | 250
| Thompson | ** Lowell Davis Road | Verizon | Charter Communications | guyed-lattice | 190.00, 180.00 | 250
| Thompson | ** Lowell Davis Road | AT&T | Charter Communications | guyed-lattice | 150 | 250
| Thompson | ** Lowell Davis Road | Verizon | Charter Communications | guyed-lattice | 237.00, 227.00 | 250
| Thompson | ** Lowell Davis Road | Verizon | Charter Communications | guyed-lattice |  | 250 |  | generator
| Thompson | ** Lowell Davis Road | Cingular/AT&T | Charter Communications | guyed-lattice | 150 | 250
| Thompson | ** Lowell Davis Road | Cingular | Charter Communications | guyed-lattice | 212 | 250
| Thompson | ** Lowell Davis Road | Verizon | Charter Communications | guyed-lattice | 235 | 250
| Thompson | ** Lowell Davis Road | MetroPCS | Charter Communications | guyed-lattice | 215 | 250
| Thompson | ** Lowell Davis Road | AT&T | Central State Towers | guyed-lattice | 205 | 250
| Thompson | ** Lowell Davis Road | Verizon | Central State Towers | guyed-lattice | 243 | 250
| Thompson | ** Lowell Davis Road | Verizon | Central State Towers | guyed-lattice | 243 | 250
| Thompson | ** Lowell Davis Road | Verizon | Central State Towers | guyed-lattice | 243 | 250
| Thompson | ** Lowell Davis Road | AT&T | Central State Towers | guyed-lattice | 205 | 250
| Thompson | ** Lowell Davis Road | AT&T | Central State Towers | guyed-lattice |  |  |  | diesel generator | 30-kilowatt
| Thompson | *** Quinebaug Road | Cingular | QVFD | monopole | 130 | 130
| Thompson | *** Quinebaug Road | Verizon | QVFD | monopole | 112 | 130
| Thompson | *** Quinebaug Road | Verizon | QVFD | monopole | 120 | 130
| Thompson | *** Quinebaug Road | AT&T | QVFD | monopole | 129 | 130
| Thompson | *** Quinebaug Road | Verizon | QVFD | monopole | 120 | 130
| Thompson | *** Quinebaug Road | Verizon | QVFD | monopole | 120 | 130
| Thompson | *** Quinebaug Road | Verizon | QVFD | monopole | 120 | 130
| Thompson | *** Quinebaug Road | T-Mobile | QVFD | monopole | 105 | 130 |  | diesel generator | 15 kW
| Thompson | *** Quinebaug Road | T-Mobile | QVFD | monopole | 109 | 130
| Thompson | *** Quinebaug Road | AT&T | QVFD | monopole | 125 | 130
Sub-Petion No. 1133 | Thompson | *** Quinebaug Road | T-Mobile | QVFD | monopole |  |  |  | diesel generator | 25-kilowatt
| Thompson | *** Quinebaug Road | AT&T | QVFD | monopole |  |  |  | diesel generator | 30-kilowatt
| Thompson | *** Thompson Road | Nextel | Omni | monopole | 128 | 140
| Thompson | *** Thompson Road | T-Mobile | Crown Castle | monopole | 143 | 144
| Thompson | *** Thompson Road | Sprint | Crown Castle | monopole | 150 | 144
| Thompson | *** Thompson Road | T-Mobile | Crown Castle | monopole | 143 | 156
| Thompson | *** Thompson Road | DISH | Crown Castle | monopole | 131 | 156 | yes
Docket No.157 | Thompson | ** Mountain Hill Road | DPS | DPS | self-support lattice | 180 | 180
| Thompson | ** Mountain Hill Road | Quinn. Valley Emerg. Comm | DPS | self-support lattice | 150 | 180
| Thompson | ** Mountain Hill Road | Omni | DPS | self-support lattice | 122 | 180
| Thompson | ** Mountain Hill Road | T-Mobile (VoiceStream) | DPS | self-support lattice | 122 | 180
| Thompson | ** Mountain Hill Road | Cingular | DPS | self-support lattice | 122 | 180
| Thompson | ** Mountain Hill Road | AT&T | DPS | self-support lattice | 150 | 180
| Thompson | ** Mountain Hill Road | Eversource | DPS | self-support lattice | 157, 134 | 180 | no
| Tolland | *** Bald Hill Road | AT&T | Tolland County Mutual Aid Fire Service | self-support lattice | 90 | 180
| Tolland | *** Bald Hill Road | Cingular | Tolland County Mutual Aid Fire Service | self-support lattice | 90 | 180
| Tolland | *** Bald Hill Road | Cingular | Tolland County Mutual Aid Fire Service | self-support lattice |  | 180
| Tolland | *** Bald Hill Road | AT&T | Tolland County Mutual Aid Fire Service | self-support lattice | 90 | 180
| Tolland | *** Bald Hill Road | AT&T | Tolland County Mutual Aid Fire Service | self-support lattice |  | 180 |  | diesel generator
| Tolland | *** Bald Hill Road | AT&T | Tolland County Mutual Aid Fire Service | self-support lattice | 90 | 180
| Tolland | *** Bald Hill Road | AT&T | Tolland County Mutual Aid Fire Service | self-support lattice | 90 | 180
| Tolland | *** Bald Hill Road | AT&T | Tolland County Mutual Aid Fire Service | self-support lattice |  |  |  | diesel generator | 30-kilowatt
| Tolland | *** Bald Hill Road | AT&T | Tolland County Mutual Aid Fire Service | self-support lattice | 170 | 180
| Tolland | *** Reed Road | Nextel | Omnipoint | monopole | 148 | 150
| Tolland | *** Reed Road | T-Mobile | Omnipoint | monopole | 137.5 | 150
| Tolland | *** Reed Road | Verizon | Omnipoint | monopole | 127 | 150
| Tolland | *** Reed Road | Verizon | SBA | monopole | 127 | 150
| Tolland | *** Reed Road | T-Mobile | SBA | monopole | 138 | 150
| Tolland | *** Reed Road | Verizon | SBA | monopole | 127 | 150
| Tolland | *** Reed Road | T-Mobile | SBA | monopole | 138 | 150
| Tolland | *** Reed Road | Verizon | SBA | monopole | 127 | 150
Petition No. 1273 | Tolland | *** Metcalf Road | Verizon | Eversource | wood pole | 40.5 | 39 |  | battery backup
Docket No. 276 | Tolland | *** Peter Green Road | AT&T | AT&T | monopole | 120 | 120
| Tolland | *** Peter Green Road | New Cingular | New Cingular | monopole | 120 | 120
| Tolland | *** Peter Green Road | Verizon | New Cingular | monopole | 110 | 120
| Tolland | *** Peter Green Road | Verizon | New Cingular | monopole | 110 | 120
| Tolland | *** Peter Green Road | AT&T | New Cingular | monopole | 122 | 120
| Tolland | *** Peter Green Road | Verizon | Crown Castle | monopole | 110 | 120
| Tolland | *** Peter Green Road | DISH | Crown Castle | monopole | 100 | 120 | yes
| Tolland | *** Peter Green Road | T-Mobile | Crown Castle | monopole | 90 | 120 | yes | diesel generator | 50-kilowatt
| Tolland | *** Peter Green Road | Verizon | Crown Castle | monopole | 110 | 120 | yes
| Tolland | *** Old Post Road | SCLP | Shannon Late | guyed-lattice | 125 | 150
| Tolland | *** Old Post Road | AT&T | Old Post Road Holdings | guyed-lattice | 115 | 150
| Tolland | *** Old Post Road | SNET/Cingular | Old Post Road Holdings | guyed-lattice | 127 | 150
| Tolland | *** Old Post Road | Pocket (now MetroPCS) | Old Post Road Holdings | guyed-lattice | 115 | 150
| Tolland | *** Old Post Road | AT&T | Old Post Road Holdings | guyed-lattice | 126 | 150
| Tolland | *** Old Post Road | Sprint | Old Post Road Holdings | guyed-lattice | 147 | 150
| Tolland | *** Old Post Road | AT&T | Old Post Road Holdings | guyed-lattice | 126 | 150
| Tolland | *** Old Post Road | AT&T | Old Post Road Holdings | guyed-lattice | 126 | 150
| Tolland | *** Old Post Road | Sprint | Old Post Road Holdings | guyed-lattice | 147 | 150
| Tolland | *** Old Post Road | AT&T | Old Post Road Holdings | guyed-lattice | 126 | 150
| Tolland | *** Old Post Road | DISH0 | Old Post Road Holdings | guyed-lattice | 113 | 150 | yes
Docket No. 100 | Tolland | ** Ruops Road | SNET Cellular | SNET Cellular | monopole | 150 | 150
| Tolland | ** Ruops Road | SNET/SCLP | SNET/SCLP | monopole
| Tolland | ** Ruops Road | SNET/SNET Paging | SNET/SCLP | monopole | 160 | 150
| Tolland | ** Ruops Road | SNET/SCLP | SNET/SCLP | monopole | 157 | 150
| Tolland | ** Ruops Road | SCLP | SNET/SCLP | monopole | 150 | 150
| Tolland | ** Ruops Road | SCLP/Omni | SNET/SCLP | monopole | 160 | 150
| Tolland | ** Ruops Road | SCLP/Sprint | SNET/SCLP | monopole | 130 | 150
| Tolland | ** Ruops Road | Nextel | SCLP | monopole | 120 | 150
| Tolland | ** Ruops Road | AT&T | SprectraSite | monopole | 110 | 150
| Tolland | ** Ruops Road | SNET/Cingular | SCLP | monopole | 150 | 150
| Tolland | ** Ruops Road | Verizon | SCLP | monopole | 142 | 150
| Tolland | ** Ruops Road | Cingular/AT&T | SCLP | monopole | 110 | 150
| Tolland | ** Ruops Road | Cingular | American Tower | monopole | 151 | 150
| Tolland | ** Ruops Road | Pocket (now MetroPCS) | American Tower | monopole | 105 | 150
| Tolland | ** Ruops Road | Verizon | American Tower | monopole | 142 | 150
| Tolland | ** Ruops Road | AT&T | American Tower | monopole | 149 | 150
| Tolland | ** Ruops Road | American Tower | American Tower | monopole |  | 150 |  | diesel generator
| Tolland | ** Ruops Road | Verizon | American Tower | monopole | 142 | 150
| Tolland | ** Ruops Road | T-Mobile | American Tower Corporation | monopole | 105 | 155
| Tolland | ** Ruops Road | AT&T | American Tower Corporation | monopole | 149 | 155
| Tolland | ** Ruops Road | Sprint | American Tower Corporation | monopole |  | 155
| Tolland | ** Ruops Road | Verizon | American Tower Corporation | monopole | 142 | 150
| Tolland | ** Ruops Road | Sprint | American Tower Corporation | monopole | 133 | 155
| Tolland | ** Ruops Road | Verizon | American Tower Corporation | monopole | 140 | 165
| Tolland | ** Ruops Road | DISH | American Tower Corporation | monopole | 93 | 165 | yes
| Tolland | ** Ruops Road | Verizon | American Tower Corporation | monopole | 140 | 165
Docket No. 159 | Tolland | Tolland Stage Road | DPS | DPS | self-support lattice | 120 | 120
| Tolland | ** Tolland Stage Road | Eversource | Eversource | self-support lattice | 70, 94 | 94
| Torrington | **** Highland Avenue | LAC | Hugo & Regina Gerbi | guyed-lattice | 205 | 260
| Torrington | **** Highland Avenue | Nextel | SBA | guyed-lattice | 200 | 240
| Torrington | **** Highland Avenue | Marcus | SBA | guyed-lattice | 60/100 | 260
| Torrington | **** Highland Avenue | AT&T Wireless |  | guyed-lattice | 213 | 260
| Torrington | **** Highland Avenue | AT&T Wireless | SBA | guyed-lattice | 200 | 260
| Torrington | **** Highland Avenue | AT&T Wireless | SBA | guyed-lattice |  | 260
| Torrington | **** Highland Avenue | New Cingular | SBA | guyed-lattice | 245 | 260
| Torrington | **** Highland Avenue | Verizon | SBA | guyed-lattice | 200 | 260
| Torrington | **** Highland Avenue | Verizon | SBA | guyed-lattice | 200 | 260
| Torrington | **** Highland Avenue | AT&T | SBA | guyed-lattice | 245 | 260
| Torrington | **** Highland Avenue | AT&T | SBA | guyed-lattice | 245 | 260
| Torrington | **** Highland Avenue | AT&T | SBA | guyed-lattice | 245 | 260
| Torrington | **** Highland Avenue | AT&T | SBA | guyed-lattice | 245 | 260 | yes
| Torrington | **** Highland Avenue | Verizon | SBA | guyed-lattice
| Torrington | *** Wright Road | Verizon | Sprint Sites | monopole | 138 | 148
| Torrington | *** Wright Road | Verizon | Sprint Sites | monopole | 136 | 148
| Torrington | *** Wright Road | Verizon | Crown Castle | monopole | 138 | 148
| Torrington | *** Wright Road | Sprint | Crown Castle | monopole | 148 | 148
| Torrington | *** Wright Road | AT&T | Crown Castle | monopole | 128 | 148 |  | diesel generator
| Torrington | *** Wright Road | Sprint | Crown Castle | monopole | 148 | 148
| Torrington | *** Wright Road | AT&T | Crown Castle | monopole | 128 | 148
| Torrington | *** Wright Road | Sprint | Crown Castle | monopole | 148 | 148
| Torrington | *** Wright Road | T-Mobile | Crown Castle | monopole | 114 | 148 |  | diesel generator | 25kW with a 194hr runtime
| Torrington | *** Wright Road | Verizon | Crown Castle | monopole | 138 | 148
| Torrington | *** Wright Road | AT&T | Crown Castle | monopole | 128 | 148
| Torrington | *** Wright Road | Verizon | Crown Castle | monopole | 138 | 148
Docket No. 178 | Torrington | **** Highland Avenue | CL&P/DPS | CL&P/NU | self-support lattice | 192 | 195
| Torrington | **** Highland Avenue | CL&P | CL&P/NU | self-support lattice |  | 195
| Torrington | **** Highland Avenue | CL&P | CL&P/NU | self-support lattice | 162 | 195
| Torrington | **** Highland Avenue | Eversource (f/k/a CL&P) | CL&P/NU | self-support lattice | 165, 187 | 195
| Torrington | **** East Main Street | VoiceStream | SBA | monopole | 133 | 153
| Torrington | **** East Main Street | T-Mobile (VoiceStream) | SBA | monopole | 133 | 153
| Torrington | **** East Main Street | Verizon | SBA | monopole | 123 | 153
| Torrington | **** East Main Street | Cingular | SBA | monopole | 95 | 153
| Torrington | **** East Main Street | Verizon | SBA | monopole | 123 | 153
| Torrington | **** East Main Street | Cingular | SBA | monopole | 95 | 153
| Torrington | **** East Main Street | Pocket (now MetroPCS) | SBA | monopole | 85 | 153
| Torrington | **** East Main Street | Sprint Nextel | SBA | monopole | 155 | 153
| Torrington | **** East Main Street | Sprint | SBA | monopole | 150 | 153
| Torrington | **** East Main Street | Verizon | SBA | monopole | 123 | 153
| Torrington | **** East Main Street | AT&T | SBA | monopole | 95 | 153
| Torrington | **** East Main Street | Verizon | SBA | monopole | 123 | 153
| Torrington | **** East Main Street | AT&T | SBA | monopole | n/a | 153 |  | diesel generator
| Torrington | **** East Main Street | Sprint | SBA | monopole | 153 | 153
| Torrington | **** East Main Street | AT&T | SBA | monopole | 95 | 153
| Torrington | **** East Main Street | Verizon | SBA | monopole | 123 | 153
| Torrington | **** East Main Street | AT&T | SBA | monopole | 95 | 153
| Torrington | **** East Main Street | Verizon | SBA | monopole | 123 | 153
| Torrington | **** East Main Street | AT&T | SBA | monopole | 95 | 153
| Torrington | **** East Main Street | T-Mobile | SBA | monopole | 131 | 153
| Torrington | **** East Main Street | T-Mobile | SBA | monopole | 131 | 153 | yes | diesel generator | 48-kilowatt
| Torrington | **** East Main Street | Verizon | SBA | monopole | 123 | 153 | yes
| Torrington | *** Wheeler Road | Verizon | T-Mobile | monopole | 140 | 160
| Torrington | *** Wheeler Road | Verizon | T-Mobile | monopole | 140 | 160
| Torrington | *** Wheeler Road | Cingular | T-Mobile | monopole | 130 | 160
| Torrington | *** Wheeler Road | Verizon | T-Mobile | monopole | 140 | 160
| Torrington | *** Wheeler Road | AT&T | T-Mobile | monopole | 130 | 160
| Torrington | *** Wheeler Road | MetroPCS | T-Mobile | monopole |  | 160
| Torrington | *** Wheeler Road | Sprint | Crown Castle | monopole | 150 | 160
| Torrington | *** Wheeler Road | T-Mobile | Crown Castle | monopole | 160 | 160
| Torrington | *** Wheeler Road | T-Mobile | Crown Castle | monopole | 160 | 160
| Torrington | *** Wheeler Road | Sprint | Crown Castle | monopole | 150 | 160
| Torrington | *** Wheeler Road | Sprint | Crown Castle | monopole | 150 | 160
| Torrington | *** Wheeler Road | AT&T | Crown Castle | monopole | 130 | 160
| Torrington | *** Wheeler Road | AT&T | Crown Castle | monopole |  |  |  | diesel generator | 30-kilowatt
| Torrington | *** Wheeler Road | T-Mobile | Crown Castle | monopole | 160 | 160
| Torrington | *** Wheeler Road | T-Mobile | Crown Castle | monopole | 160 | 160 |  | diesel generator | 48-kilowatt
Petition No. 79 | Torrington | *** Prospect Street | SNET | SNET | rooftop | 53 | 45
Docket No. 277 | Torrington | *** Burr Mountain Road | Sprint | Sprint | monopole | 195 | 198
Docket No. 277 | Torrington | *** Burr Mountain Road | Verizon | Sprint | monopole | 185 | 198
| Torrington | *** Burr Mountain Road | Cingular | Sprint | monopole | 175 | 198
| Torrington | *** Burr Mountain Road | Nextel | Sprint | monopole | 160 | 198
| Torrington | *** Burr Mountain Road | Verizon | Sprint | monopole | 185 | 198
| Torrington | *** Burr Mountain Road | T-Mobile | Sprint | monopole | 155 | 198
| Torrington | *** Burr Mountain Road |  | TowerCo, LLC | monopole |  | 198
| Torrington | *** Burr Mountain Road | Pocket (now MetroPCS) | TowerCo, LLC | monopole | 141.5 | 198
| Torrington | *** Burr Mountain Road | Cingular | TowerCo, LLC | monopole | 175 | 198
| Torrington | *** Burr Mountain Road | Verizon | TowerCo, LLC | monopole | 185 | 198
| Torrington | *** Burr Mountain Road | AT&T | SBA | monopole | 175 | 198
| Torrington | *** Burr Mountain Road | Sprint | SBA | monopole | 191.5 | 198
| Torrington | *** Burr Mountain Road | AT&T | SBA | monopole |  | 198 |  | diesel generator
| Torrington | *** Burr Mountain Road | T-Mobile | SBA | monopole | 155 | 198
| Torrington | *** Burr Mountain Road | Sprint | SBA | monopole | 191.5 | 198
| Torrington | *** Burr Mountain Road | AT&T | SBA | monopole | 175 | 198
| Torrington | *** Burr Mountain Road | T-Mobile | SBA | monopole | 155 | 195
| Torrington | *** Burr Mountain Road | AT&T | SBA | monopole | 175 | 198
| Torrington | *** Burr Mountain Road | T-Mobile | SBA | monopole | 155 | 195
| Torrington | *** Burr Mountain Road | DISH | SBA | monopole | 145 | 195 | yes
| Torrington | *** Burr Mountain Road | Verizon | SBA | monopole | 185 | 195
Petition No. 1055 | Torrington | *** University Drive | AT&T | CT Public Broadcasting | guyed-lattice | 295 | 300
| Torrington | *** University Drive | AT&T | CT Public Broadcasting | guyed-lattice | 295 | 300
Petitin No. 513 | Trumbull | *** Quarry Road | AT&T | CL&P | utility pole | 153-160 | 150
| Trumbull | *** Quarry Road | Sprint | CL&P | utility pole | 100 | 150
| Trumbull | *** Quarry Road | AT&T | CL&P | utility pole | 160 | 150
| Trumbull | *** Quarry Road | AT&T | CL&P | utility pole |  | 150
| Trumbull | *** Quarry Road | AT&T | CL&P | utility pole | 160 | 150
| Trumbull | *** Quarry Road | Sprint | CL&P | utility pole | 100 | 150
| Trumbull | *** Quarry Road | AT&T | CL&P | utility pole | 160 | 150
| Trumbull | *** Quarry Road | Sprint | CL&P | utility pole | 100 | 150
| Trumbull | *** Quarry Road | AT&T | CL&P | utility pole | 150 | 150
Docket No. 421 | Trumbull | *** Edison Road | T-Mobile | T-Mobile | monopole | 130 | 130 |  | battery backup | 12-16 hour capacity
| Trumbull | *** Edison Road |  | Phoenix Partnership | monopole |  | 130
Sub-petition No. 1133 | Trumbull | *** Edison Road | Town of Trumbull | Phoenix Partnership | monopole | 143 | 143
| Trumbull | *** Edison Road |  | Blue Sky Towers | monopole |  | 143
Sub-petition No. 1133 | Trumbull | *** Edison Road | Verizon | Blue Sky Towers | monopole | 109 | 143 |  | natural gas generator | 15 kw
| Trumbull | *** Edison Road | T-Mobile | Blue Sky Towers | monopole | 120 | 143
| Trumbull | *** Edison Road | T-Mobile | Blue Sky Towers | monopole | 120 | 143
| Trumbull | *** Edison Road | DISH | Blue Sky Towers | monopole | 99 | 143 | yes
Petition No. 939 | Trumbull | **** Reservoir Road | MetroPCS | CL&P | utility pole | 110 | 100
| Trumbull | *** Indian Ledge Park Road | Sprint | Candid Communications | monopole | 165 | 195
| Trumbull | *** Indian Ledge Park Road | SNET | Candid Communications | monopole | 185 | 195
| Trumbull | *** Indian Ledge Park Road | AT&T | Candid Communications | monopole | 175 | 195
| Trumbull | *** Indian Ledge Park Road | Cingular | Candid Communications | monopole | 185 | 195
| Trumbull | *** Indian Ledge Park Road | Verizon | Candid Communications | monopole | 155 | 195
| Trumbull | *** Indian Ledge Park Road | T-Mobile | Candid Communications | monopole | 145 | 195
| Trumbull | *** Indian Ledge Park Road | Verizon | Candid Communications | monopole | 155 | 195
| Trumbull | *** Indian Ledge Park Road | Nextel | Candid Communications | monopole | 135 | 195
| Trumbull | *** Indian Ledge Park Road | New Cingular | Candid Communications | monopole | 190 | 195
| Trumbull | *** Indian Ledge Park Road | T-Mobile | Candid Communications | monopole | 145 | 195
| Trumbull | *** Indian Ledge Park Road | Cingular/AT&T | Candid Communications | monopole | 175 | 195
| Trumbull | *** Indian Ledge Park Road | Sprint | Candid Communications | monopole | 164 | 195
| Trumbull | *** Indian Ledge Park Road | Verizon | Candid Communications | monopole | 155 | 195
| Trumbull | *** Indian Ledge Park Road | Clearwire | Candid Communications | monopole | 164 | 195
| Trumbull | *** Indian Ledge Park Road | T-Mobile | Candid Communications | monopole | 145 | 195
| Trumbull | *** Indian Ledge Park Road | Verizon | Candid Communications | monopole | 155 | 195
| Trumbull | *** Indian Ledge Park Road | AT&T | Candid Communications | monopole | 187 | 195
| Trumbull | *** Indian Ledge Park Road | Sprint | Crown Castle | monopole | 166 | 195
| Trumbull | *** Indian Ledge Park Road | Verizon | Crown Castle | monopole | 155 | 195
| Trumbull | *** Indian Ledge Park Road | AT&T | Crown Castle | monopole |  | 195 |  | diesel generator
| Trumbull | *** Indian Ledge Park Road | Verizon | Crown Castle | monopole | 155 | 195
| Trumbull | *** Indian Ledge Park Road | Sprint | Crown Castle | monopole | 166 | 195
| Trumbull | *** Indian Ledge Park Road | T-Mobile | Crown Castle | monopole | 145 | 195
| Trumbull | *** Indian Ledge Park Road | AT&T | Crown Castle | monopole | 187 | 195
| Trumbull | *** Indian Ledge Park Road | Sprint | Crown Castle | monopole | 166 | 195
| Trumbull | *** Indian Ledge Park Road | Verizon | Crown Castle | monopole | 155 | 195
| Trumbull | *** Indian Ledge Park Road | AT&T | Crown Castle | monopole | 187 | 195
| Trumbull | *** Indian Ledge Park Road | T-Mobile | Crown Castle | monopole | 144 | 195
| Trumbull | *** Indian Ledge Park Road | DISH | Crown Castle | monopole | 175 | 195 | yes
| Trumbull | *** Indian Ledge Park Road | T-Mobile | Crown Castle | monopole |  | 195 |  | diesel generator | 48 kw / 240 gallon fuel tank
| Trumbull | *** Indian Ledge Park Road | Verizon | Crown Castle | monopole | 155 | 195
Petition No. 872 | Trumbull | ** Quail Trail | T-Mobile | CL&P | utility pole | 105 | 95
| Trumbull | ** Quail Trail | T-Mobile | CL&P | utility pole | 105 | 95
| Trumbull | ** Quail Trail | T-Mobile | Eversource | utility pole | 105 | 95
| Trumbull | ** Quail Trail | T-Mobile | Eversource | utility pole | 105 | 95 | yes
Dockt No. 446 | Trumbull | ** Commerce Drive | Verizon | Verizon | monopole | 80 | 80 |  | 50 kW diesel generator
| Trumbull | ** Commerce Drive | Dish | Verizon | monopole | 61 | 80 | yes
Petition No. 918 | Trumbull | Bob White Lane | United Illuminating | United Illuminating | wood pole | 79 | 79
Petition No. 437 | Trumbull | Huntington Turnpike | UI | UI | wood pole | 79 | 79
| Trumbull | Jeffery Place | Verizon | Tarpon Towers | monopole | 140 | 150
| Trumbull | Jeffery Place | DISH | Tarpon Towers | monopole | 130 | 150 | yes
Petition No. 504 | Trumbull | Merrimac Drive | UI | UI | monopole | 50 | 60
Petition No. 527 | Trumbull | Nichols Avenue | AT&T | CL&P | utility pole | 100 | 90
| Trumbull | Nichols Avenue | Cingular (AT&T) | CL&P | utility pole | 100 | 90
| Trumbull | Nichols Avenue | AT&T | CL&P | utility pole | 101 | 90
| Trumbull | Nichols Avenue | AT&T | CL&P | utility pole | 101 | 95
| Trumbull | Nichols Avenue | AT&T | CL&P | utility pole | 101 | 95
Petition No. 400 | Trumbull | Rocky Hill Road | Omni | CL&P | utility pole | 136 (157) | 130 (150)
| Trumbull | Rocky Hill Road | VoiceStream | CL&P | utility pole | 165 | 150
| Trumbull | Rocky Hill Road | T-Mobile (VoiceStream) | CL&P | utility pole | 133 | 150
Petition No. 915 | Trumbull | Rocky Hill Road | T-Mobile | CL&P | utility pole | 164 | 150
| Trumbull | Rocky Hill Road | Verizon | Eversource | utility pole | 90 | 150 |  | diesel generator
Docket No. 77 | Trumbull | *** Booth Hill Road | BAM | Hi Ho Tower Inc | guyed-lattice | 230 | 486
| Trumbull | *** Booth Hill Road | BAM | Hi Ho Tower Inc | guyed-lattice | 150 | 486
| Trumbull | *** Booth Hill Road | BAM | Cellco partnership | guyed-lattice |  | 486
| Trumbull | *** Booth Hill Road | BAM | Hi Ho Tower Inc | guyed-lattice | 230 | 486
| Trumbull | *** Booth Hill Road | VoiceStream | Hi Ho Tower Co. | guyed-lattice | 242 | 457
| Trumbull | *** Booth Hill Road | T-Mobile (VoiceStream) | Hi Ho Tower Inc | guyed-lattice | 242 | 486
| Trumbull | *** Booth Hill Road | WEDW-DTV | Pinnacle Towers | guyed-lattice | 360 | 486
| Trumbull | *** Booth Hill Road | T-Mobile (VoiceStream) | Pinnacle Towers | guyed-lattice | 244 | 486
| Trumbull | *** Booth Hill Road | Verizon | Pinnacle Towers | guyed-lattice | 232, 238 | 486
| Trumbull | *** Booth Hill Road | Marcus | Global Signal | guyed-lattice | var. | 486
| Trumbull | *** Booth Hill Road | Verizon | Global Signal | guyed-lattice | 232, 238 | 486
| Trumbull | *** Booth Hill Road | MediaFLO | Global Signal | guyed-lattice | 299 | 486
| Trumbull | *** Booth Hill Road | T-Mobile | Crown Castle | guyed-lattice | 247 | 486
| Trumbull | *** Booth Hill Road | Verizon | Crown Castle | guyed-lattice | 232 | 486
| Trumbull | *** Booth Hill Road | Verizon | Crown Castle | guyed-lattice | 232 | 457
| Trumbull | *** Booth Hill Road | T-Mobile | Crown Castle | guyed-lattice | 247 | 457
| Trumbull | *** Booth Hill Road | Verizon | Crown Castle | guyed-lattice | 232 | 457
| Trumbull | *** Booth Hill Road | T-Mobile | Crown Castle | guyed-lattice | 247 | 457
| Trumbull | *** Booth Hill Road | T-Mobile | Crown Castle | guyed-lattice | 247 | 457
| Trumbull | *** Booth Hill Road | DISH | Crown Castle | guyed-lattice | 290 | 457
| Trumbull | *** Booth Hill Road | DRW NX | Crown Castle | guyed-lattice | 450 | 457
| Trumbull | *** Booth Hill Road | CPB | Crown Castle | guyed-lattice | 75',186',188', 284', 328', 340', | 457'
| Trumbull | *** Booth Hill Road | DiSH | Crown Castle | guyed-lattice | 186 | 457 | yes
| Trumbull | *** Booth Hill Road | Verizon | Crown Castle | guyed-lattice | 232 | 457 | yes
| Union | **** Buckley Highway | BAM | Wayne & Kathy Lee Kemp | self-support lattice | 150 | 160
| Union | **** Buckley Highway | BAM | Wayne & Kathy Lee Kemp | self-support lattice | 159 | 160
| Union | **** Buckley Highway | Sprint | New England Site Manage. | self-support lattice | 130 | 168
| Union | **** Buckley Highway | AT&T | Wayne & Kathy Lee Kemp | self-support lattice | 120 | 168
| Union | **** Buckley Highway | Cingular | Wayne & Kathy Lee Kemp | self-support lattice | 120 | 168
| Union | **** Buckley Highway | Verizon | Wayne & Kathy Lee Kemp | self-support lattice | 150 | 168
| Union | **** Buckley Highway | Cingular | Wayne & Kathy Lee Kemp | self-support lattice |  | 168
| Union | **** Buckley Highway | Pocket (now MetroPCS) | Wayne & Kathy Lee Kemp | self-support lattice | 110 | 168
| Union | **** Buckley Highway | Verizon | Wayne & Kathy Lee Kemp | self-support lattice | 150 | 168
| Union | **** Buckley Highway | AT&T | Wayne & Kathy Lee Kemp | self-support lattice | 120 | 168
| Union | **** Buckley Highway | T-Mobile | New England Site Manage. | self-support lattice | 140 | 168
| Union | **** Buckley Highway | T-Mobile | New England Site Manage. | self-support lattice | 140 | 168
| Union | **** Buckley Highway | Verizon | Navigator Properties a/k/a Mariner Tower | self-support lattice | 150 | 168
| Union | **** Buckley Highway | Sprint | Navigator Properties a/k/a Mariner Tower | self-support lattice | 130 | 168
| Union | **** Buckley Highway | T-Mobile | New England Site Manage. | self-support lattice | 140 | 168
| Union | **** Buckley Highway | DISH | New England Site Manage. | self-support lattice | 105 | 168 | yes
| Union | **** Buckley Highway | T-Mobile | New England Site Manage. | self-support lattice | 140 | 168 | yes
| Union | **** Buckley Highway | AT&T | Wayne & Kathy Lee Kemp | self-support lattice | 120 | 168 |  | diesel generator | 30-kilowatt
| Union | **** Buckley Highway | T-Mobile | New England Site Manage. | self-support lattice | 140 | 168 | yes
Docket No. 36 | Union | *** Stickney Hill Road | Continental Cablevision | Continental Cablevision | self-support lattice | 110 | 110
| Union | *** Stickney Hill Road | CCW | Continental Cablevision | self-support lattice |  | 110
| Union | *** Stickney Hill Road | SNET/SCLP | Continental Cablevision | self-support lattice | 69-100 | 110
| Union | *** Stickney Hill Road | CCW | Continental Cablevision | self-support lattice |  | 110 |  | generator
| Union | *** Stickney Hill Road | Yankee Microwave | Continental Cablevision | self-support lattice | 95 | 110
| Union | *** Stickney Hill Road | Cingular | Continental Cablevision | self-support lattice | 119&113 | 110
| Union | *** Stickney Hill Road | Cingular | Cox Communications | self-support lattice | 119 | 110
| Union | *** Stickney Hill Road | AT&T | Cox Communications | self-support lattice | 111, 119 | 110
| Union | *** Stickney Hill Road | AT&T | Cox Communications | self-support lattice |  | 110
| Union | *** Stickney Hill Road | AT&T | Cox Communications | self-support lattice |  |  |  | diesel-generator | 30-kilowatt
| Union | *** Stickney Hill Road | DISH | American Tower | self-support lattice | 97 | 110 | yes
| Union | ** Holland Road | SCLP | Sprint | monopole | 140 | 150 |  | generator
| Union | ** Holland Road | AT&T | Sprint | monopole | 130 | 150
| Union | ** Holland Road | SNET/Cingular | Sprint | monopole | 140 | 150
| Union | ** Holland Road | AT&T | Sprint | monopole | 130 | 150
| Union | ** Holland Road | Cingular | Sprint | monopole | 140 | 150
| Union | ** Holland Road | MetroPCS | Sprint | monopole | 130 | 150
| Union | ** Holland Road | AT&T | Crown Castle | monopole | 140 | 150
| Union | ** Holland Road | Sprint | Crown Castle | monopole |  | 150
| Union | ** Holland Road | Sprint | Crown Castle | monopole | 150 | 150
| Union | ** Holland Road | AT&T | Crown Castle | monopole | 140 | 150
| Union | ** Holland Road | AT&T | Crown Castle | monopole | 137 | 150
| Union | ** Holland Road | DISH | Crown Castle | monopole | 119 | 150 | yes
| Union | * Carion Road | Sprint | Crown Castle | monopole | 180 | 180
| Union | * Carion Road | Sprint | Crown Castle | monopole | 180 | 180
Docket No. 159 | Union | Bald Hill Road | DPS | DPS | self-support lattice | 180 | 180
| Union | Bald Hill Road | DPS | CL&P/NU | self-support lattice | 100 | 180
| Union | Bald Hill Road | Omni | CL&P/NU | self-support lattice | 120 | 180
| Union | Bald Hill Road | T-Mobile (VoiceStream) | CL&P/NU | self-support lattice | 120 | 180
| Union | Bald Hill Road | AT&T | CL&P/NU | self-support lattice | 80 | 180
| Union | Bald Hill Road | MetroPCS | CL&P/NU | self-support lattice | 80 | 180
| Union | Bald Hill Road | Eversource (f/k/a CL&P) | CL&P/NU | self-support lattice | 178, 130 & 90 | 180
| Union | Bald Hill Road | T-Mobile | CL&P/NU | self-support lattice | 120 | 180
| Union | Bald Hill Road | Eversource (f/k/a CL&P) | CL&P/NU | self-support lattice | 180 | 180
| Union | Bald Hill Road | DISH | CL&P/NU | self-support lattice | 75 | 180 | yes
| Union | Bald Hill Road | T-Mobile | CL&P/NU | self-support lattice |  |  |  | diesel generator | 48-kilowatt
Petition No. 1182 | Vernon | ** Windermere Avenue | Verizon | Farm Car Care Center Inc. | rooftop | 30.2 | 15.5
Petition No. 1305 | Vernon | **** Hartford Turnpike | Verizon | Tena Realty LLC | rooftop | 24 | 25
Docket No. 58 | Vernon | *** South Street | BAM | BAM | self-support lattice | 130 | 130
| Vernon | *** South Street | BAM | BAM | self-support lattice | 128' | 130
| Vernon | *** South Street | BAM | BAM | self-support lattice | 125' | 130
| Vernon | *** South Street | BAM | BAM | self-support lattice | 120' | 130
| Vernon | *** South Street | BAM | BAM | self-support lattice | 120 | 130
| Vernon | *** South Street | Cellco/SCLP | BAM | self-support lattice | 112 | 130
| Vernon | *** South Street | BAM | BAM | self-support lattice | 130 | 130
| Vernon | *** South Street | BAM
| Vernon | *** South Street | AT&T | Crown Castle | self-support lattice | 84 | 130
| Vernon | *** South Street | SNET/Cingular | Crown Castle | self-support lattice | 100 | 130
| Vernon | *** South Street | Verizon | Crown Castle | self-support lattice | 111 | 130
| Vernon | *** South Street | Vernon PD | Crown Castle | self-support lattice | 54, 50 | 130
Petition No. 714 | Vernon | *** South Street | Sprint | Crown Castle | self-support lattice | 139 | 130
| Vernon | *** South Street | Cingular/AT&T | Crown Castle | self-support lattice | 84 | 130
| Vernon | *** South Street | Cingular | Crown Castle | self-support lattice | 109 | 130
| Vernon | *** South Street | T-Mobile | Crown Castle | self-support lattice | 92 | 130
| Vernon | *** South Street | Pocket (now MetroPCS) | Crown Castle | self-support lattice | 84 | 130
| Vernon | *** South Street | T-Mobile | Crown Castle | self-support lattice | 92 | 130
| Vernon | *** South Street | Verizon | Crown Castle | self-support lattice | 117 | 130
| Vernon | *** South Street | Clearwire | Crown Castle | self-support lattice | 137 | 130
| Vernon | *** South Street | Vernon PD | Crown Castle | self-support lattice | 56, 135 | 130
| Vernon | *** South Street | AT&T | Crown Castle | self-support lattice | 106 | 130
| Vernon | *** South Street | Verizon | Crown Castle | self-support lattice | 118 | 130
| Vernon | *** South Street | Sprint | Crown Castle | self-support lattice | 137 | 130
| Vernon | *** South Street | T-Mobile | Crown Castle | self-support lattice | 84 | 130
| Vernon | *** South Street | AT&T | Crown Castle | self-support lattice | n/a | 130
| Vernon | *** South Street | Verizon | Crown Castle | self-support lattice | n/a | 130 |  | propane generator
| Vernon | *** South Street | Verizon | Crown Castle | self-support lattice | 117 | 130
| Vernon | *** South Street | Sprint | Crown Castle | self-support lattice | 130 | 130
| Vernon | *** South Street | AT&T | Crown Castle | self-support lattice | 106 | 130
| Vernon | *** South Street | Verizon | Crown Castle | self-support lattice | 117 | 130
| Vernon | *** South Street | AT&T | Crown Castle | self-support lattice | 106 | 130
| Vernon | *** South Street | AT&T | Crown Castle | self-support lattice | 84 | 130
| Vernon | *** South Street | AT&T | Crown Castle | self-support lattice | 104 | 130
| Vernon | *** South Street | Verizon | Crown Castle | self-support lattice | 117 | 130
| Vernon | *** South Street | T-Mobile | Crown Castle | self-support lattice | 84 | 130
| Vernon | *** South Street | AT&T | Crown Castle | self-support lattice | 104 | 130
| Vernon | *** South Street | DISH | Crown Castle | self-support lattice | 94 | 130 | yes
| Vernon | *** South Street | AT&T | Crown Castle | self-support lattice | 104 | 130 | yes
| Vernon | *** South Street | Verizon | Crown Castle | self-support lattice | 113 | 130
| Vernon | *** South Street | Verizon | Crown Castle | self-support lattice | 113 | 130 | yes
| Vernon | *** Hartford Turnpike | T-Mobile | Crown Castle | self-support lattice | 130 | 130 | yes
| Vernon | ** Main Street | Verizon | Verizon | rooftop | 63.3 | 64.5
| Vernon | ** Main Street | AT&T | Talcott Mill Land Lord LLC/Crown Castle | water tank | 119 | 137 |  | diesel generator | 50kW
| Vernon | ** Main Street | AT&T | Talcott Mill Land Lord LLC/Crown Castle | water tank | 119 | 137
| Vernon | ** Industrial Park Road | Verizon | Millenicom & G.&K. Beauregard | monopole | 155 | 175 |  | diesel generator
| Vernon | ** Industrial Park Road | AT&T | Millenicom & G.&K. Beauregard | monopole | 165 | 175
| Vernon | ** Industrial Park Road | T-Mobile | Millenicom & G.&K. Beauregard | monopole | 173 | 175
| Vernon | ** Industrial Park Road | Verizon | Millenicom & G.&K. Beauregard | monopole | 155 | 175
| Vernon | ** Industrial Park Road | Verizon | Millenicom & G.&K. Beauregard | monopole | 155 | 175
| Vernon | ** Industrial Park Road | Cingular | Millenicom & G.&K. Beauregard | monopole | 155 | 175
| Vernon | ** Industrial Park Road | Cingular | Millenicom & G.&K. Beauregard | monopole | n/a | 175
| Vernon | ** Industrial Park Road | Pocket (now MetroPCS) | Millenicom & G.&K. Beauregard | monopole | 135 | 175
| Vernon | ** Industrial Park Road | T-Mobille | Millenicom & G.&K. Beauregard | monopole | 173 | 175
| Vernon | ** Industrial Park Road | Verizon | Millenicom & G.&K. Beauregard | monopole | 155 | 175
| Vernon | ** Industrial Park Road | AT&T | Millenicom & G.&K. Beauregard | monopole | 167.5 | 175
| Vernon | ** Industrial Park Road | Verizon | Millenicom & G.&K. Beauregard | monopole | 158.5 | 175
| Vernon | ** Industrial Park Road | AT&T | Millenicom & G.&K. Beauregard | monopole | n/a | 175 |  | diesel generator
| Vernon | ** Industrial Park Road | Verizon | Millenicom & G.&K. Beauregard | monopole | 158.5 | 175
| Vernon | ** Industrial Park Road | T-Mobile | Millenicom LLC | monopole | top | 175
| Vernon | ** Industrial Park Road | AT&T | Millenicom LLC | monopole | 168 | 175
| Vernon | ** Industrial Park Road | Verizon | Millenicom LLC | monopole | 153 | 175
| Vernon | ** Industrial Park Road | T-Mobile | Millenicom LLC | monopole | 175 | 175
| Vernon | ** Industrial Park Road | Verizon | Millenicom LLC | monopole | 153 | 175
| Vernon | ** Industrial Park Road | T-Mobile | Millenicom LLC | monopole | 175 | 175
| Vernon | ** Industrial Park Road | AT&T | Millenicom LLC | monopole | 165 | 175
| Vernon | ** Industrial Park Road | AT&T | Millenicom LLC | monopole | 165 | 175 | yes
| Vernon | *** Talcottville Road | AT&T | American Tower Communications | monopole | 140 | 160
| Vernon | *** Talcottville Road | Verizon | American Tower Communications | monopole | 150 | 160
| Vernon | *** Talcottville Road | Sprint | American Tower Communications | monopole | 130 | 160
| Vernon | *** Talcottville Road | Cingular | American Tower Communications | monopole | 140 | 160
| Vernon | *** Talcottville Road | Verizon | American Tower Communications | monopole | 150 | 160
| Vernon | *** Talcottville Road | Pocket (now MetroPCS) | American Tower Communications | monopole | 120 | 160
Petition No. 960 | Vernon | *** Talcottville Road | Clearwire | American Tower Communications | monopole | 168 | 170
| Vernon | *** Talcottville Road | AT&T | American Tower | monopole | 142 | 170
| Vernon | *** Talcottville Road | Verizon | American Tower | monopole | 150 | 170
| Vernon | *** Talcottville Road | Sprint | American Tower | monopole | 130 | 170
| Vernon | *** Talcottville Road | Sprint | American Tower | monopole | 130 | 170
| Vernon | *** Talcottville Road | Verizon | American Tower | monopole | 150 | 170
| Vernon | *** Talcottville Road | Verizon | American Tower | monopole | 150 | 170
| Vernon | *** Talcottville Road | AT&T | American Tower | monopole | 142 | 170
| Vernon | *** Talcottville Road | Verizon | American Tower | monopole | 150 | 160
| Vernon | *** Talcottville Road | Sprint | American Tower | monopole | 130 | 160
| Vernon | *** Talcottville Road | DISH | American Tower | monopole | 107 | 160 | yes
| Vernon | *** Talcottville Road | AT&T | American Tower | monopole | 142 | 160 | yes
| Vernon | *** Talcottville Road | Verizon | American Tower | monopole | 150 | 160
Docket No. 405 | Voluntown | *** Rockville Road | Verizon | Verizon | monopole | 160 | 160 |  | diesel generator
| Voluntown | *** Rockville Road | Verizon | Verizon | monopole | 160 | 160
| Voluntown | *** Stone Hill Road | Sprint | Coastal | self-support lattice | 175 | 180
| Voluntown | *** Stone Hill Road | Cingular | Mariner Tower | self-support lattice | 165 | 180
| Voluntown | *** Stone Hill Road | Verizon | Mariner Tower | self-support lattice | 153 | 180
| Voluntown | *** Stone Hill Road | AT&T | SBA | self-support lattice | 165 | 180
| Voluntown | *** Stone Hill Road | Sprint | SBA | self-support lattice |  | 180
| Voluntown | *** Stone Hill Road | Verizon | SBA | self-support lattice | 153 | 180
| Voluntown | *** Stone Hill Road | Sprint | SBA | self-support lattice | 175 | 180
| Voluntown | *** Stone Hill Road | AT&T | SBA | self-support lattice | 165 | 180
| Voluntown | *** Stone Hill Road | AT&T | SBA | self-support lattice |  | 180 |  | diesel generator
| Voluntown | *** Stone Hill Road | DISH | SBA | self-support lattice | 143 | 180 | yes
| Voluntown | *** Stone Hill Road | Verizon | SBA | self-support lattice | 153 | 180
Docket No. 438 | Voluntown | ** Gallup Road | Verizon | Verizon | monopole | 150 | 150 |  | diesel generator | 210 gallons/48-hour capacity
| Voluntown | ** Gallup Road | Verizon | Verizon | monopole | 150 | 150
| Voluntown | ** Gallup Road | AT&T | Verizon | monopole | 137 | 150 | yes | diesel generator | 15-kilowatt
| Wallingford | ** Toelles Road | Sprint | STC Five/Global Signal Acquisitions | monopole | 120 | 121
| Wallingford | ** Toelles Road | Sprint | Crown Castle | monopole | 120 | 121
| Wallingford | ** Toelles Road | DISH | Crown Castle | monopole | 106 | 121 | yes
| Wallingford | **** Durham Road | SCLP | SBA | monopole | 121 | 165
| Wallingford | **** Durham Road | Nextel | SBA | monopole | 142 | 162
| Wallingford | **** Durham Road | VoiceStream | SBA | monopole | 154 | 162
| Wallingford | **** Durham Road | Verizon | SBA | monopole | 135 | 165
| Wallingford | **** Durham Road | AT&T Wireless | SBA | monopole | 108 | 165
| Wallingford | **** Durham Road | AT&T Wireless | SBA | monopole |  | 165
| Wallingford | **** Durham Road | SNET/Cingular | SBA | monopole | 125/95 | 165
| Wallingford | **** Durham Road | T-Mobile (VoiceStream) | SBA | monopole | 154 | 165
| Wallingford | **** Durham Road | Cingular/AT&T | SBA | monopole | 108 | 165
| Wallingford | **** Durham Road | Cingular | SBA | monopole | 119 | 165
| Wallingford | **** Durham Road | AT&T | SBA | monopole | 122 | 165
| Wallingford | **** Durham Road | Sprint | SBA | monopole | 162 | 165
| Wallingford | **** Durham Road | Verizon | SBA | monopole | 132 | 165
| Wallingford | **** Durham Road | Sprint | SBA | monopole | 162.5 | 165
| Wallingford | **** Durham Road | Verizon | SBA | monopole | 132 | 165
| Wallingford | **** Durham Road | T-Mobile | SBA | monopole | 152 | 165
| Wallingford | **** Durham Road | T-Mobile | SBA | monopole | 152 | 165
| Wallingford | **** Durham Road | DISH | SBA | monopole | 110 | 165 | yes
Petition No. 288 | Wallingford | ** Alexander Drive | BAM | BAM | rooftop | 24 | 25
| Wallingford | ** Alexander Drive | BAM | BAM | rooftop | 24 | 25
| Wallingford | ** Alexander Drive | BAM | BAM | rooftop | 24 | 25
| Wallingford | ** Alexander Drive | Verizon | Verizon | rooftop | 24 | 25
| Wallingford | ** Alexander Drive | Verizon | Verizon | rooftop | 24 | 25
| Wallingford | ** Alexander Drive | Verizon | Verizon | rooftop |  | 25
| Wallingford | ** Alexander Drive | Verizon | Verizon | rooftop | 28 | 25
| Wallingford | ** Alexander Drive | Verizon | Verizon | rooftop | 28 | 25
| Wallingford | ** Alexander Drive | Verizon | Verizon | rooftop | 28 | 25
| Wallingford | ** Alexander Drive | Verizon | Verizon | rooftop | 28 | 25
Petition No. 1301 | Wallingford | ** Masonic Avenue | Verizon | Masonic Health Center | rooftop | 60.3 | 57
| Wallingford | ** Wayne Road | SCLP | Stephen B.Tripp | self-support lattice | 70 & 80 | 80
| Wallingford | ** Wayne Road | SCLP | Stephen B.Tripp | self-support lattice | 78 | 80
| Wallingford | ** Wayne Road | BAM | Stephen B.Tripp | self-support lattice | 65'&73' | 80
| Wallingford | ** Wayne Road | SCLP | Stephen B.Tripp | self-support lattice |  | 80 |  | generator
| Wallingford | ** Wayne Road | Pagenet | Stephen B.Tripp | self-support lattice | 55 | 80
| Wallingford | ** Wayne Road | AT&T Wireless | Stephen B.Tripp | self-support lattice | 87 | 80
| Wallingford | ** Wayne Road | AT&T Wireless | Stephen B.Tripp | self-support lattice
| Wallingford | ** Wayne Road | Cingular | Stephen B.Tripp | self-support lattice | 78 | 80
| Wallingford | ** Wayne Road | AT&T Wireless | Stephen B.Tripp | self-support lattice |  | 80
| Wallingford | ** Wayne Road | Cingular | Stephen B.Tripp | self-support lattice | 78 | 80
| Wallingford | ** Wayne Road | Cingular/AT&T | Stephen B.Tripp | self-support lattice | 80 | 80
| Wallingford | ** Wayne Road | Cingular/AT&T | Stephen B.Tripp | self-support lattice | 78 | 80
| Wallingford | ** Wayne Road | Cingular/AT&T | Stephen B.Tripp | self-support lattice | 78 | 80
| Wallingford | ** Wayne Road | Cingular | Stephen B.Tripp | self-support lattice | 78 | 80
| Wallingford | ** Wayne Road | AT&T | AT&T | self-support lattice | 78 | 80
| Wallingford | ** Wayne Road | AT&T | AT&T | self-support lattice | 78 | 80
| Wallingford | ** Wayne Road | AT&T | AT&T | self-support lattice | 78 | 80
| Wallingford | ** Wayne Road | AT&T | AT&T | self-support lattice | 78 | 80
| Wallingford | *** Woodhouse Avenue | Nextel | Omni | monopole | 135 | 150
| Wallingford | *** Woodhouse Avenue | AT&T | Omni | monopole | - | 150
| Wallingford | *** Woodhouse Avenue | T-Mobile | Omni | monopole | 148 | 150
| Wallingford | *** Woodhouse Avenue | Cingular | Omni | monopole | 128 | 150
| Wallingford | *** Woodhouse Avenue | Pocket (now MetroPCS) | Omni | monopole | 118 | 150
| Wallingford | *** Woodhouse Avenue | T-Mobile | Omni | monopole | 148 | 150
| Wallingford | *** Woodhouse Avenue | Clearwire | Omni | monopole | 135 | 150
| Wallingford | *** Woodhouse Avenue | AT&T | T-Mobile | monopole | 132 | 150
| Wallingford | *** Woodhouse Avenue | MetroPCS | T-Mobile | monopole |  | 150
| Wallingford | *** Woodhouse Avenue | T-Mobile | Crown Castle | monopole | 148 | 150
| Wallingford | *** Woodhouse Avenue | T-Mobile | Crown Castle | monopole | 148 | 150
| Wallingford | *** Woodhouse Avenue | AT&T | Crown Castle | monopole | 128 | 150
| Wallingford | *** Woodhouse Avenue | Sprint | Crown Castle | monopole | 138 | 150
| Wallingford | ** North Main Street | Wallace Realty Inc. | Verizon | rooftop | 67 | 62.6
| Wallingford | ** North Main Street | Wallace Realty Inc. | Verizon | rooftop | 67 | 62.6
| Wallingford | ** North Plains Industrial Road | AT&T Wireless | American Tower Communications | monopole | 160 | 180
| Wallingford | ** North Plains Industrial Road | XM Satellite | American Tower | monopole | 170 | 180
| Wallingford | ** North Plains Industrial Road | VoiceStream | American Tower | monopole | 148 | 180
| Wallingford | ** North Plains Industrial Road | Sprint | American Tower | monopole | 118 | 180
| Wallingford | ** North Plains Industrial Road | Verizon | American Tower | monopole | 138 | 180
| Wallingford | ** North Plains Industrial Road | XM Radio | American Tower | monopole | 171 | 180
| Wallingford | ** North Plains Industrial Road | AT&T Wireless | American Tower Communications | monopole
| Wallingford | ** North Plains Industrial Road | T-Mobile (VoiceStream) | American Tower | monopole | 148 | 180
| Wallingford | ** North Plains Industrial Road | AT&T Wireless | American Tower | monopole |  | 180
| Wallingford | ** North Plains Industrial Road | Verizon | American Tower | monopole | 138 | 180
| Wallingford | ** North Plains Industrial Road | Cingular | American Tower | monopole | 160 | 180
| Wallingford | ** North Plains Industrial Road | Sprint Nextel | American Tower | monopole | 181 | 180
| Wallingford | ** North Plains Industrial Road | Pocket (now MetroPCS) | American Tower | monopole | 128 | 180
| Wallingford | ** North Plains Industrial Road | T-Mobile | American Tower | monopole | 148 | 180
| Wallingford | ** North Plains Industrial Road | Clearwire | American Tower | monopole | 166 | 180
| Wallingford | ** North Plains Industrial Road | AT&T | American Tower | monopole | 164 | 180
| Wallingford | ** North Plains Industrial Road | Verizon | American Tower | monopole | 138 | 180
| Wallingford | ** North Plains Industrial Road | Sprint | American Tower | monopole | 118 | 180
| Wallingford | ** North Plains Industrial Road | MetroPCS | American Tower | monopole |  | 180
| Wallingford | ** North Plains Industrial Road | Verizon | American Tower | monopole | 138 | 180
| Wallingford | ** North Plains Industrial Road | T-Mobile | American Tower | monopole | 148 | 180
| Wallingford | ** North Plains Industrial Road | American Tower | American Tower | monopole |  | 180 |  | diesel generator
| Wallingford | ** North Plains Industrial Road | AT&T | American Tower | monopole |  | 180 |  | diesel generator
| Wallingford | ** North Plains Industrial Road | Verizon | American Tower | monopole |  | 180
| Wallingford | ** North Plains Industrial Road | Sprint | American Tower | monopole | 116 | 180
| Wallingford | ** North Plains Industrial Road | T-Mobile | American Tower Corporation | monopole | 148 | 178.5
| Wallingford | ** North Plains Industrial Road | Verizon | American Tower Corporation | monopole | 138 | 178.5
| Wallingford | ** North Plains Industrial Road | AT&T | American Tower Corporation | monopole | 160 | 178.5
| Wallingford | ** North Plains Industrial Road | AT&T | American Tower Corporation | monopole | 160 | 179
| Wallingford | ** North Plains Industrial Road | Verizon | American Tower | monopole | 138 | 179
| Wallingford | ** North Plains Industrial Road | T-Mobile | American Tower | monopole | 148 | 179
| Wallingford | ** North Plains Industrial Road | AT&T | American Tower Corporation | monopole | 160 | 179
| Wallingford | ** North Plains Industrial Road | Verizon | American Tower | monopole | 138 | 179
| Wallingford | ** North Plains Industrial Road | T-Mobile | American Tower | monopole | 148 | 179
| Wallingford | ** North Plains Industrial Road | DISH | American Tower | monopole | 106 | 179 | yes
Petiton No. 1309 | Wallingford | ** North Airline Road | Verizon | Verizon | wood pole | 43 | 43 |  | battery
| Wallingford | *** East Center Street | BAM | Sprint | monopole | 120 | 147.5
| Wallingford | *** East Center Street | SCLP | Sprint | monopole | 110 | 147.5
| Wallingford | *** East Center Street | AT&T Wireless | Sprint | monopole | 142.5 | 147.5
| Wallingford | *** East Center Street | AT&T Wireless | Sprint | monopole | - | 147.5
| Wallingford | *** East Center Street | SNET/Cingular | Sprint | monopole | 110 | 147.5
| Wallingford | *** East Center Street | AT&T Wireless | Sprint | monopole |  | 147.5
| Wallingford | *** East Center Street | Verizon | Sprint | monopole | 120 | 147.5
| Wallingford | *** East Center Street | Cingular | Sprint | monopole | 110 | 147.5
| Wallingford | *** East Center Street | AT&T Wireless | Sprint | monopole | 142.5 | 147.5
| Wallingford | *** East Center Street | Sprint Nextel | Sprint | monopole | 130 | 147.5
| Wallingford | *** East Center Street | Verizon | Sprint | monopole | 120 | 147.5
| Wallingford | *** East Center Street | Clearwire | Sprint | monopole | 130 | 147.5
| Wallingford | *** East Center Street |  | STC Five (Crown Castle) | monopole |  | 147.5
| Wallingford | *** East Center Street | Verizon | STC Five (Crown Castle) | monopole | 121 | 147.5
| Wallingford | *** East Center Street | AT&T | Crown Castle | monopole | 112 | 147.5
| Wallingford | *** East Center Street | Sprint | Crown Castle | monopole | 130 | 147.5
| Wallingford | *** East Center Street | Verizon | Crown Castle | monopole | 121 | 147.5
| Wallingford | *** East Center Street | Verizon | Crown Castle | monopole | 121 | 147.5
| Wallingford | *** East Center Street | Sprint | Crown Castle | monopole | 121 | 147.5
| Wallingford | *** East Center Street | AT&T | Crown Castle | monopole | 112 | 148
| Wallingford | *** East Center Street | AT&T | Crown Castle | monopole | 112 | 148
| Wallingford | *** East Center Street | Verizon | Crown Castle | monopole | 121 | 148
| Wallingford | *** East Center Street | Sprint | Crown Castle | monopole
| Wallingford | *** East Center Street | AT&T | Crown Castle | monopole | 112 | 148
| Wallingford | *** East Center Street | DISH | Crown Castle | monopole | 143 | 148 | yes
| Wallingford | *** East Center Street | Verizon | Crown Castle | monopole | 12' | 148
Petiton No. 602 | Wallingford | *** Church Street | AT&T | CL&P | utility pole | 86.00,92.00 | 79.5
| Wallingford | *** Church Street | Cingular | CL&P | utility pole | 92 | 79.5
| Wallingford | *** Church Street | Cingular | CL&P | utility pole |  | 79.5
| Wallingford | *** Church Street | AT&T | CL&P | utility pole | 91.5 | 79.5
| Wallingford | *** Northrop Road | Omni | Nextel | monopole | 137.5 | 150
| Wallingford | *** Northrop Road | Nextel/SCLP | Nextel | monopole | 127 | 150
| Wallingford | *** Northrop Road | AT&T Wireless | American Tower Communications | monopole | 115 | 150
| Wallingford | *** Northrop Road | XM Satellite | American Tower | monopole | 100(ant);15(dish) | 150
| Wallingford | *** Northrop Road | AT&T Wireless | American Tower Communications | monopole | - | 150
| Wallingford | *** Northrop Road | SNET/Cingular | American Tower Communications | monopole | 127 | 150
| Wallingford | *** Northrop Road | T-Mobile (VoiceStream) | American Tower Communications | monopole | 137.5 | 150
| Wallingford | *** Northrop Road | AT&T Wireless | American Tower Communications | monopole |  | 150
| Wallingford | *** Northrop Road | Cingular | American Tower | monopole | 127 | 150
| Wallingford | *** Northrop Road | Cingular/AT&T | American Tower | monopole | 115 | 150
| Wallingford | *** Northrop Road | Pocket (now MetroPCS) | American Tower | monopole | 105 | 150
| Wallingford | *** Northrop Road | T-Mobile | American Tower | monopole | 137.5 | 150
| Wallingford | *** Northrop Road | Clearwire | American Tower | monopole | 133 | 150
| Wallingford | *** Northrop Road | AT&T | American Tower | monopole | 127 | 150
| Wallingford | *** Northrop Road | MetroPCS | American Tower | monopole |  | 150
| Wallingford | *** Northrop Road | T-Mobile | American Tower | monopole | 140 | 150
| Wallingford | *** Northrop Road | AT&T | American Tower | monopole | 127 | 150
| Wallingford | *** Northrop Road | T-Mobile | American Tower Corporation | monopole | 141 | 150
| Wallingford | *** Northrop Road | AT&T | American Tower Corporation | monopole | 123 | 150
| Wallingford | *** Northrop Road | AT&T | American Tower Corporation | monopole | 123 | 150
| Wallingford | *** Northrop Road | Sprint | American Tower Corporation | monopole | 150 | 150
| Wallingford | *** Northrop Road | Sprint | American Tower Corporation
| Wallingford | *** Northrop Road | T-Mobile | American Tower | monopole | 141 | 150
| Wallingford | *** Northrop Road | T-Mobile | American Tower | monopole | 141 | 150
| Wallingford | *** Northrop Road | DISH | American Tower | monopole | 115 | 150 | yes
Docket No. 441 | Washington | ** Blackville Road | AT&T | Homeland Towers | monopole | 126 | 135 |  | diesel generator
Docked No. 441 | Washington | ** Blackville Road | Litchfield County Dispatch | Homeland Towers | monopole | 135 | 135 |  | diesel generator
| Washington | ** Blackville Road |  | InSite Towers Development | monopole |  | 135
| Washington | ** Blackville Road | AT&T | InSite Towers Development | monopole | 122 | 135
| Washington | ** Blackville Road | AT&T | InSite Towers Development | monopole | 126 | 135
| Washington | ** Blackville Road | T-Mobile | InSite Towers Development | monopole | 115 | 135 | yes | diesel generator | 50-kilowatt
| Washington | ** Blackville Road | Verizon | InSite Towers Development | monopole | 100 | 135 | yes | diesel generator | 30-kilowatt
Docket No. 332 | Washington | * Mountain Road | Cingular | Verizon | monopole | 140 | 160
Docket No. 332 | Washington | * Mountain Road | Verizon | Verizon | monopole | 160150 | 160
| Washington | * Mountain Road | T-Mobile | Verizon | monopole | 126 | 160
| Washington | * Mountain Road | T-Mobile | Verizon | monopole | 127 | 160
Petition No. 987 | Washington | * Mountain Road | AT&T | Verizon | monopole | 167 | 170
| Washington | * Mountain Road | Verizon | Verizon | monopole | 157, 147 | 170
| Washington | * Mountain Road | AT&T | Verizon | monopole | 167 | 170
| Washington | * Mountain Road | Verizon | Verizon | monopole | 147 | 170
| Washington | * Mountain Road | T-Mobile | American Tower | monopole | 136 | 170
| Washington | * Mountain Road | T-Mobile | American Tower | monopole | 136 | 170
| Washington | * Mountain Road | T-Mobile | American Tower | monopole | 136 | 170
| Washington | * Mountain Road | AT&T | American Tower | monopole | 169 | 170
| Waterbury | **** East Main Street | Verizon | Boys and Girls Club of Greater Waterbury, Inc. | rooftop | 46.75 | 28
| Waterbury | *** East Aurora Street | T-Mobile | American Tower | smokestack | 105 | 109
| Waterbury | *** East Aurora Street | T-Mobile | American Tower | smokestack | 95 | 109
| Waterbury | *** East Aurora Street | DISH | American Tower | smokestack | 82 | 109 | yes
| Waterbury | *** Mattatuck Heights | BAM | Sprint | monopole | 110 | 130
| Waterbury | *** Mattatuck Heights | Nextel | Sprint | monopole | 120 | 130
| Waterbury | *** Mattatuck Heights | VoiceStream | Sprint | monopole | 100' 8" | 133
| Waterbury | *** Mattatuck Heights | VoiceStream | Sprint | monopole | 100 | 133
| Waterbury | *** Mattatuck Heights | T-Mobile (VoiceStream) | Sprint | monopole | 100 | 133
| Waterbury | *** Mattatuck Heights | Verizon | Sprint | monopole | 110 | 133
| Waterbury | *** Mattatuck Heights | Pocket (now MetroPCS) | Sprint | monopole | 90 | 133
| Waterbury | *** Mattatuck Heights | T-Mobile | Sprint | monopole | 100 | 133
| Waterbury | *** Mattatuck Heights | Clearwire | Sprint | monopole | 130 | 133
| Waterbury | *** Mattatuck Heights | Verizon | Sprint | monopole | 110 | 133
| Waterbury | *** Mattatuck Heights | MetroPCS | Crown Castle | monopole |  | 133
| Waterbury | *** Mattatuck Heights | Verizon | Crown Castle | monopole | 110 | 133
| Waterbury | *** Mattatuck Heights | Sprint | Crown Castle | monopole | 130 | 133
| Waterbury | *** Mattatuck Heights | Sprint | Crown Castle | monopole | 130 | 133
| Waterbury | *** Mattatuck Heights | T-Mobile | Crown Castle | monopole | 100 | 133
| Waterbury | *** Mattatuck Heights | Verizon | Crown Castle | monopole | 110 | 133
| Waterbury | *** Mattatuck Heights | T-Mobile | Crown Castle | monopole | 100 | 133
| Waterbury | *** Mattatuck Heights | T-Mobile | Crown Castle | monopole | 100 | 133
| Waterbury | *** Mattatuck Heights | Verizon | Crown Castle | monopole | 110 | 133
| Waterbury | *** Mattatuck Heights | Sprint | Crown Castle | monopole | 130 | 133
| Waterbury | *** Mattatuck Heights | DISH | Crown Castle | monopole | 120 | 133 | yes
| Waterbury | *** Mattatuck Heights | Verizon | Crown Castle | monopole | 114 | 133
Petition No. 1198 | Waterbury | **** South Main Street | Verizon | 1663 South Main LLC | rooftop | 57.25 | 50.5 |  | 4-hour battery
| Waterbury | **** Thomaston Avenue | T-Mobile | Brownstein Realty LLC | smokestack | 132 | 134
| Waterbury | **** Thomaston Avenue | T-Mobile | Brownstein Realty LLC | smokestack | 132 | 134
| Waterbury | *** Garden Circle | CL&P/NU | Message Center Mngmt | self-support lattice | 100 | 180
| Waterbury | *** Garden Circle | Sprint Nextel | Message Center Mngmt | self-support lattice | 130 | 180
| Waterbury | *** Garden Circle | CL&P | Message Center Mngmt | self-support lattice | 110 | 180
| Waterbury | *** Garden Circle | Pocket (now MetroPCS) | Message Center Mngmt | self-support lattice | 160 | 180
| Waterbury | *** Garden Circle | Clearwire | Message Center Mngmt | self-support lattice | 137 | 180
| Waterbury | *** Garden Circle | Clearwire | Message Center Mngmt | self-support lattice | 137 | 180
| Waterbury | *** Garden Circle | Sprint | Message Center Mngmt | self-support lattice | 130 | 180
| Waterbury | *** Garden Circle | MetroPCS | Message Center Mngmt | self-support lattice |  | 180
| Waterbury | *** Garden Circle | Sprint | Message Center Mngmt | self-support lattice | 130 | 180
| Waterbury | *** Garden Circle | Sprint | Message Center Mngmt | self-support lattice | 130 | 180
| Waterbury | *** Garden Circle |  | MCM Acquisition 2017, LLC | self-support lattice | 130 | 180
| Waterbury | *** Garden Circle | Sprint | MCM Acquisition 2017, LLC | self-support lattice | 130 | 180
*** Garden Circle
| Waterbury | *** Garden Circle | VoiceStream | Stainless. Inc | guyed-lattice | 180 | 279
| Waterbury | *** Garden Circle | T-Mobile (VoiceStream) | EMAC Communications | guyed-lattice | 180 | 279
| Waterbury | *** Garden Circle | MediaFLO | EMAC Communications | guyed-lattice | 266 | 279
| Waterbury | *** Garden Circle | T-Mobile | EMAC Communications | guyed-lattice | 182 | 279
Petition No. 1006 | Waterbury | *** Garden Circle | CL&P | SBA | guyed-lattice | 95 | 279
| Waterbury | *** Garden Circle | CL&P/Yankee Gas | SBA | guyed-lattice | var. | 279
| Waterbury | *** Garden Circle | T-Mobile | SBA | guyed-lattice | 182 | 279
| Waterbury | *** Garden Circle | CL&P/Yankee Gas | SBA | guyed-lattice | var. | 279
| Waterbury | *** Garden Circle | CL&P/Yankee Gas | SBA | guyed-lattice | 182 | 279
| Waterbury | *** Garden Circle | T-Mobile | SBA | guyed-lattice | 182 | 279
| Waterbury | *** Garden Circle | T-Mobile | SBA | guyed-lattice | 182 | 279
| Waterbury | *** Garden Circle | T-Mobile | SBA | guyed-lattice | 182 | 279
| Waterbury | *** Garden Circle | Eversource | SBA | guyed-lattice | 150 | 279
| Waterbury | *** Garden Circle | DISH | SBA | guyed-lattice | 192 | 279 | yes
Petition No. 1103 | Waterbury | *** Whitewood Road | AT&T | CL&P | utility pole | 105 | 105 |  | propane generator
| Waterbury | *** Whitewood Road | AT&T | CL&P | utility pole | 105 | 105
| Waterbury | *** Sheffield Street | SNET | SBA | monopole | 137 | 160
| Waterbury | *** Sheffield Street | Cellco (Verizon) | SBA | monopole | 147 | 160
| Waterbury | *** Sheffield Street | SNET/Cingular | SBA | monopole | 137 | 160
| Waterbury | *** Sheffield Street | Verizon | SBA | monopole | 147 | 160
| Waterbury | *** Sheffield Street | Nextel | SBA | monopole | 127 | 160
| Waterbury | *** Sheffield Street | AT&T | SBA | monopole | 137 | 160
| Waterbury | *** Sheffield Street | Cingular | SBA | monopole | 137 | 160
| Waterbury | *** Sheffield Street | Sprint Nextel | SBA | monopole | 127 | 160
| Waterbury | *** Sheffield Street | Clearwire | SBA | monopole | 127; 130 | 160
| Waterbury | *** Sheffield Street | Verizon | SBA | monopole | 148 | 160
| Waterbury | *** Sheffield Street | AT&T | SBA | monopole | 137 | 160
| Waterbury | *** Sheffield Street | MetroPCS | SBA | monopole |  | 160
| Waterbury | *** Sheffield Street | AT&T | SBA | monopole |  | 160 |  | diesel generator
| Waterbury | *** Sheffield Street | Verizon | SBA | monopole | 148 | 160
| Waterbury | *** Sheffield Street | AT&T | SBA | monopole | 135 | 160
| Waterbury | *** Sheffield Street | Verizon | SBA | monopole | 148 | 160
| Waterbury | *** Sheffield Street | AT&T | SBA | monopole | 140 | 160
| Waterbury | *** Sheffield Street | Verizon | SBA | monopole | 148 | 160
| Waterbury | *** Sheffield Street | AT&T | SBA | monopole | 137 | 160
| Waterbury | *** Sheffield Street | Sprint | SBA | monopole | 127 | 160
| Waterbury | *** Sheffield Street | AT&T | SBA | monopole | 137 | 160
| Waterbury | *** Sheffield Street | diSH | SBA | monopole | 158 | 160 | yes
| Waterbury | *** Sheffield Street | Verizon | SBA | monopole | 148 | 160
Sub-petition No. 1133 | Waterbury | *** Bishop Street | Verizon | Waterbury Omega, LLC | rooftop | 69.8 | 61.7 |  | diesel generator
| Waterbury | *** Bishop Street | T-Mobile | Waterbury Omega, LLC | rooftop | 96 | 66
| Waterbury | *** Bishop Street | Verizon | Waterbury Omega, LLC | rooftop | 69.8 | 61.7 | yes
| Waterbury | *** Bishop Street | Verizon | Waterbury Omega, LLC | rooftop | 67 | 61.7
| Waterbury | *** Meadow Street | SNET/SCLP | SNET/SCLP |  |  | 40
| Waterbury | ** Cherry Avenue | T-Mobile | American Tower | smokestack | 137 | 141
| Waterbury | ** Cherry Avenue | T-Mobile | American Tower | smokestack | 137 | 141
| Waterbury | ** Cherry Avenue | Sprint | American Tower | smokestack | 127 | 141
| Waterbury | ** Cherry Avenue | T-Mobile | American Tower | smokestack | 137 | 141
| Waterbury | *** Captain Neville Drive | SCLP | Candid Communications | monopole | 150 | 152
| Waterbury | *** Captain Neville Drive | SNET/Cingular | Candid Communications | monopole | 150 | 150
| Waterbury | *** Captain Neville Drive | Cingular/AT&T | Candid Communications | monopole | 140 | 150
| Waterbury | *** Captain Neville Drive | Cingular | Candid Communications | monopole | 152 | 150
| Waterbury | *** Captain Neville Drive | Clearwire | Candid Communications | monopole | 140 | 150
| Waterbury | *** Captain Neville Drive | AT&T | Crown Castle | monopole | 150 | 150
| Waterbury | *** Captain Neville Drive | AT&T | Crown Castle | monopole | 150 | 150
| Waterbury | *** Captain Neville Drive | AT&T | Crown Castle | monopole | 150 | 150
| Waterbury | *** Captain Neville Drive | Sprint | Crown Castle | monopole | 140 | 150
| Waterbury | *** Captain Neville Drive | AT&T | Crown Castle | monopole | 150 | 150
| Waterbury | *** Captain Neville Drive | Sprint | Crown Castle
Petition no. 1167 | Waterbury | **-** South Leonard St | Verizon | Verizon | rooftop | 62.2 | 63.4
Docket No. 321 | Waterbury | *** Meriden Road | T-Mobile | Optasite | monopole | 97 | 110
Docket No. 321 | Waterbury | *** Meriden Road | Nextel | Optasite | monopole | 107 | 110
| Waterbury | *** Meriden Road | Verizon | Optasite | monopole | 87 | 110
| Waterbury | *** Meriden Road |  | SBA | monopole |  | 110
| Waterbury | *** Meriden Road | T-Mobile | SBA | monopole | 97 | 110
| Waterbury | *** Meriden Road | Pocket (now MetroPCS) | SBA | monopole | 77 | 110
Petition No. 927 | Waterbury | *** Meriden Road | Clearwire | SBA | monopole | 118 | 120
| Waterbury | *** Meriden Road | Verizon | SBA | monopole | 87 | 120
| Waterbury | *** Meriden Road | T-Mobile | SBA | monopole | 99 | 120
| Waterbury | *** Meriden Road | MetroPCS | SBA | monopole |  | 120
| Waterbury | *** Meriden Road | Verizon | SBA | monopole | 87 | 120
| Waterbury | *** Meriden Road | T-Mobile | SBA | monopole | 99 | 120
| Waterbury | *** Meriden Road | T-Mobile | SBA | monopole | 99 | 120
| Waterbury | *** Meriden Road | Verizon | SBA | monopole | 87 | 120
| Waterbury | *** Meriden Road | Sprint | SBA | monopole | 119 | 120
| Waterbury | *** Meriden Road | T-Mobile | SBA | monopole | 99 | 120
| Waterbury | *** Meriden Road | Sprint | SBA | monopole
| Waterbury | *** Meriden Road | T-Mobile | SBA | monopole | 99 | 120
| Waterbury | *** Meriden Road | T-Mobile | SBA | monopole |  |  |  | diesel generator | 25-kilowatt
| Waterbury | *** Meriden Road | Verizon | SBA | monopole | 87 | 120 | yes
Sub-Petition No. 1133 | Waterbury | *** Meriden Road | AT&T | SBA | monopole | 129 | 134 | yes | diesel generator | 15-kilowatt
| Waterbury | *** Meriden Road | Verizon | SBA | monopole | 87 | 120
Petition No. 1258 | Waterbury | **** West Main Street | AT&T | AT&T | rooftop (Falgpole & stealth chimney) | 54, 46, 48 | 38
Sub-Petition No. 1133 | Waterbury | **** West Main Street | AT&T | AT&T | rooftop (Falgpole & stealth chimney) | 48 | 38 | yes
Docket No. 44 | Waterbury | Farmdale Drive | SNET Cellular | SNET Cellular | guyed-monopole | 150 | 150
| Waterbury | Farmdale Drive | SNET/SCLP | SNET/SCLP | guyed-monopole | 150 | 150
| Waterbury | Farmdale Drive | SNET/SCLP | SCLP | guyed-monopole
| Waterbury | Farmdale Drive | SCLP | SCLP | guyed-monopole | 132 | 150
| Waterbury | Farmdale Drive | BAM | SCLP | guyed-monopole | 132 | 150
| Waterbury | Farmdale Drive | SNET/Cingular | SCLP | guyed-monopole | 154 | 150
| Waterbury | Farmdale Drive | AT&T | American Tower | guyed-monopole | 145 | 150
| Waterbury | Farmdale Drive | Verizon | American Tower | guyed-monopole | 140, 105, 100 | 150
| Waterbury | Farmdale Drive | Verizon | American Tower | guyed-monopole | 129 | 150
| Waterbury | Farmdale Drive | Cingular | American Tower | guyed-monopole | 154 | 150
| Waterbury | Farmdale Drive | Verizon | American Tower | guyed-monopole | 129 | 150
| Waterbury | Farmdale Drive | AT&T | American Tower | guyed-monopole | 152 | 150
| Waterbury | Farmdale Drive | AT&T | American Tower | guyed-monopole |  | 150 |  | diesel backup
| Waterbury | Farmdale Drive | Verizon | American Tower | guyed-monopole | 129 | 150
| Waterbury | Farmdale Drive | AT&T | American Tower | guyed-monopole | 154 | 150
| Waterbury | Farmdale Drive | Verizon | American Tower | guyed-monopole | 129 | 150
| Waterbury | Farmdale Drive | AT&T | American Tower | guyed-monopole | 154 | 150
| Waterbury | Farmdale Drive | AT&T | American Tower | guyed-monopole | 154 | 150
| Waterbury | Farmdale Drive | AT&T | American Tower | guyed-monopole | 154 | 150
| Waterbury | Farmdale Drive | Verizon | AT&T Mobility | guyed-monopole |  | 150
| Waterbury | Farmdale Drive | AT&T | AT&T Mobility | guyed-monopole | 154 | 150
| Waterbury | Farmdale Drive | Verizon | AT&T Mobility | guyed-monopole | 129 | 150
| Waterbury | Farmdale Drive | Verizon | AT&T Mobility | guyed-monopole | 129 | 150 | yes
| Waterbury | Farmdale Drive | AT&T | AT&T Mobility | guyed-monopole | 154 | 150 | yes
| Waterbury | Farmdale Drive | Verizon | AT&T Mobility | guyed-monopole | 129 | 150 | yes
| Waterbury | Long Hill | OMNI | SNET | self-support lattice | 106 | 106
| Waterbury | Long Hill | OMNI | SNET | self-support lattice | 87.5 | 106
Petition No. 659 | Waterford | * Palmer Road | AT&T | AT&T | monopole | 85.00, 79.00 | 87.5
Petition No. 659 | Waterford | * Palmer Road | Goshen Fire Dept | AT&T | monopole | 65 | 87.5
| Waterford | * Palmer Road | Cingular | AT&T | monopole |  | 87.5
Petition No. 972 | Waterford | * Palmer Road | MetroPCS | AT&T | monopole | 94 | 97
| Waterford | * Palmer Road | AT&T | AT&T | monopole | 79 | 97
Petition No. 607 | Waterford | *** Old Colchester | AT&T | CL&P | utility pole | 109 | 109
| Waterford | *** Old Colchester | Cingular | CL&P | utility pole | 109 | 109
| Waterford | *** Old Colchester | AT&T | CL&P | utility pole | 109 | 109
| Waterford | ** Industrial Drive | MetroPCS | Kobyluck Bros/Wirelss Solutions | self-support lattice | 190 | 190
Docket No. 67 | Waterford | ** Miner Lane | SNET Cellular | SNET Cellular | monopole | 150 | 150
| Waterford | ** Miner Lane | SCLP | SNET | monopole | 160 | 150
| Waterford | ** Miner Lane | SCLP | SNET | monopole
| Waterford | ** Miner Lane | SNET/SCLP | SNET/SCLP | monopole | 94 | 150
| Waterford | ** Miner Lane | SCLP | SNET | monopole |  | 150
| Waterford | ** Miner Lane | SNET/Cingular | SNET | monopole | 153 | 150
| Waterford | ** Miner Lane | AT&T | American Tower | monopole | 140 | 150
| Waterford | ** Miner Lane | T-Mobile | American Tower | monopole | 130 | 150
| Waterford | ** Miner Lane | Cingular/AT&T | American Tower | monopole | 140 | 150
| Waterford | ** Miner Lane | Cingular | American Tower | monopole | 153 | 150
Petition No. 886 | Waterford | ** Miner Lane | Town of Waterford | American Tower | monopole | 180 | 180
| Waterford | ** Miner Lane | T-Mobile | American Tower | monopole | 130 | 180
| Waterford | ** Miner Lane | Clearwire | American Tower | monopole | 170 | 180
| Waterford | ** Miner Lane | AT&T | American Tower | monopole | 153 | 180
| Waterford | ** Miner Lane | American Tower | American Tower | monopole |  | 180 |  | diesel generator
| Waterford | ** Miner Lane | Verizon | American Tower | monopole | 160 | 180
| Waterford | ** Miner Lane | T-Mobile | American Tower | monopole | 130 | 180
| Waterford | ** Miner Lane | Verizon | American Tower Corporation | monopole | 160 | 180
| Waterford | ** Miner Lane | AT&T | American Tower Corporation | monopole | 153 | 180
| Waterford | ** Miner Lane | T-Mobile | American Tower Corporation | monopole | 130 | 180
| Waterford | ** Miner Lane | AT&T | American Tower | monopole | 153 | 180
| Waterford | ** Miner Lane | Verizon | American Tower | monopole | 160 | 180
| Waterford | ** Miner Lane | AT&T | American Tower | monopole | 153 | 180
| Waterford | ** Miner Lane | T-Mobile | American Tower Corporation | monopole | 130 | 180
| Waterford | ** Miner Lane | DiSH | American Tower Corporation | monopole | 177 | 180 | yes
| Waterford | ** Miner Lane | Verizon | American Tower Corporation | monopole | 160 | 180
| Waterford | ** South Bartlett Road | T-Mobile | Town of Waterford (SBA manages) | self-support lattice | 150 | 180
| Waterford | ** South Bartlett Road | MetroPCS | Town of Waterford (SBA manages) | self-support lattice | 170 | 180
| Waterford | ** South Bartlett Road | T-Mobile | Town of Waterford (SBA manages) | self-support lattice | 150 | 180
| Waterford | ** South Bartlett Road | T-Mobile | Town of Waterford (SBA manages) | self-support lattice | 150 | 180
| Waterford | ** South Bartlett Road | Verizon | Town of Waterford (SBA manages) | self-support lattice | 120 | 180 |  | diesel generator
| Waterford | ** South Bartlett Road | T-Mobile | Town of Waterford (SBA manages) | self-support lattice | 150 | 180
| Waterford | ** South Bartlett Road | Verizon | Town of Waterford (SBA manages) | self-support lattice | 120 | 180
| Waterford | ** South Bartlett Road | DiSH | Town of Waterford (SBA manages) | self-support lattice | 160 | 180 | yes
| Waterford | ** Manitock Hill Road | Nextel | Sprint | self-support lattice | 127 | 137
| Waterford | ** Manitock Hill Road | AT&T Wireless | Sprint | self-support lattice | 97 | 137
| Waterford | ** Manitock Hill Road | Verizon | Sprint | self-support lattice | 107 | 137
| Waterford | ** Manitock Hill Road | Cingular | Sprint | self-support lattice | 97 | 137
| Waterford | ** Manitock Hill Road | T-Mobile (VoiceStream) | Sprint | self-support lattice | 117 | 137
| Waterford | ** Manitock Hill Road | MetroPCS | Sprint | self-support lattice | 89 | 137
| Waterford | ** Manitock Hill Road | Verizon | Sprint | self-support lattice | 107 | 137
| Waterford | ** Manitock Hill Road | AT&T | Crown Castle | self-support lattice | 97 | 137
| Waterford | ** Manitock Hill Road | Sprint | Crown Castle | self-support lattice | 137 | 137
| Waterford | ** Manitock Hill Road | Verizon | Crown Castle | self-support lattice | 107 | 137
| Waterford | ** Manitock Hill Road | T-Mobile | Crown Castle | self-support lattice | 119 | 137
| Waterford | ** Manitock Hill Road | Sprint | Crown Castle | self-support lattice | 137 | 137
| Waterford | ** Manitock Hill Road | Verizon | Crown Castle | self-support lattice | 107 | 137
| Waterford | ** Manitock Hill Road | Verizon | Crown Castle | self-support lattice | 107 | 137
| Waterford | ** Manitock Hill Road | Sprint | Crown Castle | self-support lattice | 137 | 137
| Waterford | ** Manitock Hill Road | AT&T | Crown Castle | self-support lattice | 97 | 137
Petition No. 1525 | Waterford | ** Manitock Hill Road | DISH | Crown Castle | self-support lattice | 87 | 137 | yes
| Waterford | ** Rock Ridge Road | VoiceStream | Sprint | self-support lattice | 117 | 137
| Waterford | ** Rock Ridge Road | T-Mobile (VoiceStream) | Sprint |  | 117 | 137
| Waterford | ** Fargo Road | Town of Waterford | SBA | water tank | 148 | 135
| Waterford | ** Fargo Road | Sprint | SBA | water tank | 140 | 135
| Waterford | ** Fargo Road | Sprint | SBA | water tank | 140 | 135
| Waterford | ** Fargo Road | Sprint | Town of Waterford | water tank | 140 | 140
| Waterford | ** Fargo Road | BAM | SBA | monopole | 172.5 | 183 |  | generator
| Waterford | ** Fargo Road | VoiceStream | SBA | monopole | 151 | 183
| Waterford | ** Fargo Road | SCLP | SBA | monopole | 143 | 183
| Waterford | ** Fargo Road | AT&T Wireless | SBA | monopole | 163 | 183
| Waterford | ** Fargo Road | AT&T Wireless | SBA | monopole | n/a | 183
| Waterford | ** Fargo Road | T-Mobile (VoiceStream) | SBA | monopole | 151 | 183
| Waterford | ** Fargo Road | Verizon | SBA | monopole | 173 | 183
| Waterford | ** Fargo Road | Cingular | SBA | monopole | 143 | 183
| Waterford | ** Fargo Road | Clearwire | SBA | monopole | 163 | 183
| Waterford | ** Fargo Road | Verizon | SBA | monopole | 173 | 183
| Waterford | ** Fargo Road | AT&T | SBA | monopole | 143 | 183
| Waterford | ** Fargo Road | T-Mobile | SBA | monopole | 153 | 183
| Waterford | ** Fargo Road | Verizon | SBA | monopole | 172 | 183
| Waterford | ** Fargo Road | T-Mobile | SBA | monopole | 153 | 183
| Waterford | ** Fargo Road | Verizon | SBA | monopole | 173 | 183
| Waterford | ** Fargo Road | AT&T | SBA | monopole | 143 | 183
| Waterford | ** Fargo Road | DiSH | SBA | monopole | 183 | 183 | yes
| Waterford | ** Daniels Avenue | Verizon | SBA | self-support lattice | 140 | 180
| Waterford | ** Daniels Avenue | T-Mobile | SBA | self-support lattice | 160 | 180
| Waterford | ** Daniels Avenue | Cingular | SBA | self-support lattice | 170 | 180
| Waterford | ** Daniels Avenue | AT&T | SBA | self-support lattice | 170 | 180
| Waterford | ** Daniels Avenue | Verizon | SBA | self-support lattice | 140 | 180
| Waterford | ** Daniels Avenue | Verizon | SBA | self-support lattice | 140 | 180
| Waterford | ** Daniels Avenue | T-Mobile | SBA | self-support lattice | 117 | 180
| Waterford | ** Daniels Avenue | T-Mobile | SBA | self-support lattice | 160 | 180
| Waterford | ** Daniels Avenue | AT&T | SBA | self-support lattice | 170 | 180
| Waterford | ** Daniels Avenue | Verizon | SBA | self-support lattice | 140 | 180
| Waterford | ** Daniels Avenue | AT&T | SBA | self-support lattice | 170 | 180
| Waterford | ** Daniels Avenue | T-Mobile | SBA | self-support lattice | 160 | 180 | yes
| Waterford | ** Daniels Avenue | DISH | SBA | self-support lattice | 150 | 180 | yes
| Waterford | ** Dayton Road | BAM | Cohanzie Fire Dept. | self-support lattice | 135 | 185
| Waterford | ** Dayton Road | Omni | Cohanzie Fire Dept | self-support lattice | 165 | 185
| Waterford | ** Dayton Road | AT&T Wireless | Cohanzie Fire Dept. | self-support lattice | 155 | 185
| Waterford | ** Dayton Road | AT&T Wireless | Cohanzie Fire Dept. | self-support lattice | n/a | 185
| Waterford | ** Dayton Road | T-Mobile (VoiceStream) | Cohanzie Fire Dept. | self-support lattice | 165 | 185
| Waterford | ** Dayton Road | T-Mobile (VoiceStream) | Cohanzie Fire Dept. | self-support lattice | 165 | 185
| Waterford | ** Dayton Road | Verizon | Cohanzie Fire Dept. | self-support lattice | 135 | 185
| Waterford | ** Dayton Road | Cingular | Cohanzie Fire Dept. | self-support lattice | 155 | 185
| Waterford | ** Dayton Road | Town of Waterford | Cohanzie Fire Dept. | self-support lattice | 180 | 185
| Waterford | ** Dayton Road | MetroPCS | Cohanzie Fire Dept. | self-support lattice | 125 | 185
| Waterford | ** Dayton Road | T-Mobile | Cohanzie Fire Dept. | self-support lattice | 165 | 185
| Waterford | ** Dayton Road | Verizon | Cohanzie Fire Dept. | self-support lattice | 132 | 185
| Waterford | ** Dayton Road | T-Mobile | Cohanzie Fire Dept. | self-support lattice | 165 | 185
| Waterford | ** Dayton Road | AT&T | Cohanzie Fire Dept. | self-support lattice | 157 | 185
| Waterford | ** Dayton Road | Verizon | Cohanzie Fire Dept. | self-support lattice | 135 | 185
| Waterford | ** Dayton Road | Verizon | Cohanzie Fire Dept. | self-support lattice | 135 | 185
| Waterford | ** Dayton Road | T-Mobile | Cohanzie Fire Dept. | self-support lattice | 164 | 185
| Waterford | ** Dayton Road | Verizon | Cohanzie Fire Dept. | self-support lattice | 135 | 185
| Waterford | ** Dayton Road | AT&T | Cohanzie Fire Dept. | self-support lattice | 157 | 185
| Waterford | ** Dayton Road | AT&T | Cohanzie Fire Dept. | self-support lattice | 157 | 185
| Waterford | ** Dayton Road | T-Mobile | American Tower | self-support lattice | 164 | 185
| Waterford | ** Dayton Road | American Tower Corporation | Cohanzie Fire Dept. |  |  |  |  | diesel generator | 80-kilowatt
| Waterford | ** Dayton Road | T-Mobile | American Tower | self-support lattice | 164 | 185
| Waterford | ** Dayton Road | Verizon | American Tower | self-support lattice | 135 | 185
| Waterford | ** Dayton Road | T-Mobile | American Tower | self-support lattice | 166 | 185
| Waterford | ** Dayton Road | DiSH | American Tower | self-support lattice | 144 | 185 | yes
| Waterford | ** Dayton Road | Verizon | American Tower | self-support lattice | 132 | 185
| Waterford | **R Myrock Avenue | Eversource | Eversource | buildinug mounted | 41.6 | 38
Petition No. 919 | Waterford | ** Oil Mill Road | MetroPCS | CL&P | utility pole | 92.5 | 85
Petition No. 506 | Waterford | ** Oil Mill Road | Voicestream | CL&P | utility pole | 90 | 92'7"
Petition No. 971 | Waterford | ** Oil Mill Road | T-Mobile | CL&P | utility pole | 92 | 85
Petition No. 1618 | Waterford | ** Oil Mill Road | T-Mobile | CL&P | utility pole | 95 | 99 | yes
| Waterford | ** Fargo Road | SNET/Cingular | SBA | monopole | 143 | 183
| Waterford | ** Fargo Road | AT&T Wireless | SBA | monopole | 143 | 183
| Watertown | ** Siemon Company Drive | T-Mobile | Siemon Realty Co. | smokestack | 125 | 140
| Watertown | ** Siemon Company Drive | AT&T | Siemon Realty Co. | smokestack | 132 | 140
| Watertown | ** Siemon Company Drive | T-Mobile | Siemon Realty Co. | smokestack | 123 | 140
| Watertown | ** Siemon Company Drive | AT&T | Siemon Realty Co. | smokestack | 135 | 140
| Watertown | ** Siemon Company Drive | AT&T | Siemon Realty Co. | smokestack | nil | nil |  | diesel generator | 30-kW
| Watertown | ** Siemon Company Drive | AT&T | Siemon Realty Co. | smokestack | 135 | 140
| Watertown | ** Siemon Company Drive | T-Mobile | Siemon Realty Co. | smokestack | 124 | 140
| Watertown | ** Siemon Company Drive | AT&T | Siemon Realty Co. | smokestack | 135 | 140 | yes
Petition No. 502 | Watertown | *** Sunnyside Avenue | Sprint | CL&P | utility pole | 110 | 110
| Watertown | *** Sunnyside Avenue | Sprint | CL&P | utility pole | 110 | 110
| Watertown | *** Sunnyside Avenue | Sprint | CL&P | utility pole | 110 | 110
Docket No. 422 | Watertown | *** Bassett Road | AT&T | North Atlantic Towers | monopine | 130 | 130 |  | diesel generator | 48-hour capacity
| Watertown | *** Bassett Road |  | American Towers LLC | monopine |  | 130
| Watertown | *** Bassett Road | AT&T | American Towers LLC | monopine | 126 | 130
Sub-petition No. 1133 | Watertown | *** Bassett Road | Verizon | American Towers LLC | monopine | 114 | 130 |  | diesel generator | 20-kW
| Watertown | *** Bassett Road | AT&T | American Towers LLC | monopine | 124 | 130
| Watertown | Buckingham Street | LAC | Watertown, Town of | water tank | 92 | 118
| Watertown | Buckingham Street | Nextel | Watertown, Town of | water tank | 96 | 118
| Watertown | Buckingham Street | AT&T Wireless | Watertown, Town of | water tank | 92 | 118
| Watertown | Buckingham Street | AT&T Wireless | Watertown, Town of | water tank |  | 118
Docket No. 354 | Watertown | Old Baird Road | Verizon | Verizon | monopole | 160 | 160
| West Hartford | **** New Britain Avenue | Nextel | Ten Thirty Tower Comp | self-support lattice | 155 | 180
| West Hartford | **** New Britain Avenue | Omni (Voicestream) | Ten Thirty Tower Comp | self-support lattice | 165 | 180
| West Hartford | **** New Britain Avenue | AT&T | Ten Thirty Tower Comp | self-support lattice | 180 | 180
| West Hartford | **** New Britain Avenue | T-Mobile (VoiceStream) | Ten Thirty Tower Comp | self-support lattice | 165 | 180
| West Hartford | **** New Britain Avenue | Cingular | Ten Thirty Tower Comp | self-support lattice | 180 | 180
| West Hartford | **** New Britain Avenue | Pocket (now MetroPCS) | Ten Thirty Tower Comp | self-support lattice | 145 | 180
| West Hartford | **** New Britain Avenue | T-Mobile | Ten Thirty Tower Comp | self-support lattice | 167 | 180
| West Hartford | **** New Britain Avenue | Clearwire | Ten Thirty Tower Comp | self-support lattice | 154 | 180
| West Hartford | **** New Britain Avenue | T-Mobile | Ten Thirty Tower Comp | self-support lattice | 165 | 180
| West Hartford | **** New Britain Avenue | AT&T | Ten Thirty Tower Comp | self-support lattice | 180 | 180
| West Hartford | **** New Britain Avenue | MetroPCS | Ten Thirty Tower Comp | self-support lattice | n/a | 180
| West Hartford | **** New Britain Avenue | AT&T | Ten Thirty Tower Comp | self-support lattice | n/a | 180 |  | diesel generator
| West Hartford | **** New Britain Avenue | T-Mobile | Ten Thirty Tower Comp | self-support lattice | 165 | 180
| West Hartford | **** New Britain Avenue | AT&T | Hirschfeld Towers LLC | self-support lattice | 180 | 180
| West Hartford | **** New Britain Avenue | AT&T | Ten Thirty Tower Comp | self-support lattice | 180 | 180
| West Hartford | **** New Britain Avenue | T-Mobile | Ten Thirty Tower Comp | self-support lattice | 165 | 180
| West Hartford | **** New Britain Avenue | AT&T | Ten Thirty Tower Comp | self-support lattice | 180 | 180
| West Hartford | **** New Britain Avenue | T-Mobile | Ten Thirty Tower Comp | self-support lattice | 165 | 180
| West Hartford | **** New Britain Avenue | T-Mobile | Ten Thirty Tower Comp | self-support lattice | 165 | 180
| West Hartford | **** New Britain Avenue | AT&T | Ten Thirty Tower Comp | self-support lattice | 180 | 180
| West Hartford | *** South Main Street | SNET/SCLP | SNET/SCLP | monopole | 96 | 100
| West Hartford | *** South Main Street | SCLP | SNET/SCLP | monopole | 99 | 100
| West Hartford | *** South Main Street | SNET/Cingular | SCLP | monopole | 106 | 100
| West Hartford | *** South Main Street | Cingular | SCLP | monopole | 106 | 100
| West Hartford | *** South Main Street | Clearwire | SCLP | monopole | 79 | 100
| West Hartford | *** South Main Street | AT&T | AT&T | monopole | 107 | 100
| West Hartford | *** South Main Street | AT&T | Crown Castle | monopole | 107 | 100
| West Hartford | *** South Main Street | AT&T | Crown Castle | monopole | 107 | 100 | yes
Petiton No. 1316 | West Hartford | **** Farmington Avenue | Verizon | Udolf Investments LLC | rooftop | 32 | 35
| West Hartford | **** New Britain Avenue | BAM | Sprint | monopole | 110 | 120 |  | generator
| West Hartford | **** New Britain Avenue | VoiceStream | Sprint | monopole | 105 | 125
| West Hartford | **** New Britain Avenue | AT&T Wireless | Sprint | monopole | 95 | 120
| West Hartford | **** New Britain Avenue | Nextel | Sprint | monopole | 128 | 120
| West Hartford | **** New Britain Avenue | AT&T Wireless | Sprint | monopole | 95 | 120
| West Hartford | **** New Britain Avenue | T-Mobile (VoiceStream) | Sprint | monopole | 105 | 125
| West Hartford | **** New Britain Avenue | AT&T Wireless | Sprint | monopole |  | 120
| West Hartford | **** New Britain Avenue | Verizon | Sprint | monopole | 107 | 120
| West Hartford | **** New Britain Avenue | Cingular/AT&T | Crown Media | monopole | 95 | 120
| West Hartford | **** New Britain Avenue | Pocket (now MetroPCS) | Sprint | monopole | 96 | 125
| West Hartford | **** New Britain Avenue | Clearwire | Sprint | monopole | 125 | 125
| West Hartford | **** New Britain Avenue | Verizon | Sprint | monopole | 105 | 125
| West Hartford | **** New Britain Avenue | MetroPCS | Crown Castle | monopole |  | 125
| West Hartford | **** New Britain Avenue | Sprint | Crown Castle | monopole | 116 | 125
| West Hartford | **** New Britain Avenue | Verizon | Crown Castle | monopole | 105 | 125
| West Hartford | **** New Britain Avenue | Sprint | Crown Castle | monopole | 116 | 125
| West Hartford | **** New Britain Avenue | Verizon | Crown Castle | monopole | 105 | 125
| West Hartford | **** New Britain Avenue | Verizon | Crown Castle | monopole | 105 | 125
| West Hartford | **** New Britain Avenue | Dish | Crown Castle | monopole | 86 | 125 | yes
Petition No. 1179 | West Hartford | *** South Main Street | Verizon | Lexham Avon LLC | rooftop | 27.8 | 21
Petition No. 307 | West Hartford | *** North Main Street | BAM | American School for Deaf | rooftop | 62 | 89
| West Hartford | *** North Main Street | Verizon | American School for Deaf | rooftop | 62 | 89
| West Hartford | *** North Main Street | Cingular | American School for Deaf | rooftop | 71/76 | 89
| West Hartford | *** North Main Street | AT&T | American School for Deaf | rooftop | 76 | 89
| West Hartford | *** North Main Street | Verizon | American School for Deaf | rooftop | 62 | 89
Docket No. 434 | West Hartford | *** North Main Street | AT&T | American School for Deaf | rooftop | 44.5 | 90 |  | natural gas generator | 130-kW/limitless
Docket No. 434 | West Hartford | *** North Main Street | Verizon | American School for Deaf | rooftop | 54.5, 64.5 | 90 |  | natural gas generator | 130-kW/limitless
| West Hartford | *** North Main Street | Verizon | Verizon | rooftop | var | 90
| West Hartford | *** North Main Street | Verizon | Verizon | rooftop | 78 | 90
| West Hartford | *** North Main Street | AT&T | Verizon | rooftop | 78 | 90 | yes
| West Hartford | *** North Main Street | AT&T | Verizon | rooftop | 60 | 90
| West Hartford | *** North Main Street | Verizon | Verizon | rooftop | 78 | 90 | yes
| West Hartford | **-** Isham Road | Verizon | M&R Gassner | guyed-lattice | 85 | 125
| West Hartford | **-** Isham Road | Clearwire | M&R Gassner | guyed-lattice | 123 | 125
| West Hartford | **-** Isham Road | Verizon | Cellco/M&R Gassner | guyed-lattice | 110 | 125
Petition No. 1039 | West Hartford | **-** Isham Road | MetroPCS | Cellco/M&R Gassner | guyed-lattice | 132 | 135
| West Hartford | **-** Isham Road | Verizon | Cellco/M&R Gassner | guyed-lattice | 105 | 135
| West Hartford | **-** Isham Road | Clearwire | American Tower Corporation | guyed-lattice | 119 | 117
| West Hartford | **-** Isham Road | Verizon | M&R Gassner | guyed-lattice | 100 | 125
| West Hartford | **-** Isham Road | Verizon | M&R Gassner | guyed-lattice | 100 | 125
| West Hartford | **-** Isham Road | Verizon | M&R Gassner | guyed-lattice | 105 | 125 | yes
Petition 1271 | West Hartford | *** Bloomfield Avenue | Verizon | University of Hartford | rooftop | 41 | 35
| West Hartford | *** Bloomfield Avenue | Sprint | University of Hartford | rooftop | 134 | 139
| West Hartford | *** Bloomfield Avenue | Sprint | University of Hartford | rooftop | 134 | 139
| West Hartford | *** Bloomfield Avenue | Verizon | University of Hartford | rooftop | 42 | 139 | yes
| West Hartford | **-** South Main Street | AT&T | J&S Development Mgmt | self-support lattice | 26.75 | 103
| West Hartford | **-** South Main Street | Cingular | Global Signal/Town Center West Assocs | self-support lattice | 26.75 | 103
| West Hartford | **-** South Main Street | AT&T | Crown Castle | self-support lattice | 26.75 | 103
| West Hartford | **-** South Main Street | Sprint | Crown Castle | self-support lattice | 105 | 103
| West Hartford | **-** South Main Street | Sprint | Crown Castle | self-support lattice | 105 | 103
| West Hartford | **-** South Main Street | AT&T | Crown Castle | self-support lattice | 89 | 103
| West Hartford | **-** South Main Street | Sprint | Crown Castle | self-support lattice | 105 | 103
| West Hartford | **-** South Main Street | AT&T | Crown Castle | self-support lattice | 89 | 103
Petition No. 1139 | West Hartford | * Arnoldale Road | Verizon | 755 Farmington Avenue WH LLC | rooftop | 73 | 61.3
Petition No. 1170 | West Hartford | *** Newington Road | Verizon | Peter M. Luzzi | rooftop | 57 | 54.2
| West Hartford | **** Albany Avenue | Verizon | Martin Broadcasting | guyed-lattice | 130 | 346
| West Hartford | **** Albany Avenue | AT&T | Marlin Tower | guyed-lattice | 140 | 346
| West Hartford | **** Albany Avenue | Cingular | Marlin Tower | guyed-lattice | 115 | 346
| West Hartford | **** Albany Avenue | T-Mobile | Marlin Tower | guyed-lattice | 160 | 346
| West Hartford | **** Albany Avenue | Verizon | Marlin Tower | guyed-lattice | 130 | 346
| West Hartford | **** Albany Avenue | Cingular/AT&T | Marlin Tower | guyed-lattice | 140 | 346
| West Hartford | **** Albany Avenue | Cingular | Marlin Tower | guyed-lattice | 115 | 346
| West Hartford | **** Albany Avenue | Pocket (now MetroPCS) | Marlin Tower | guyed-lattice | 120 | 346
| West Hartford | **** Albany Avenue | AT&T | Grain Communications | guyed-lattice | 115 | 346
| West Hartford | **** Albany Avenue | Verizon | Grain Communications | guyed-lattice | 128 | 346
| West Hartford | **** Albany Avenue | MetroPCS | Grain Communications | guyed-lattice |  | 346
| West Hartford | **** Albany Avenue | Verizon | SBA | guyed-lattice | 130 | 346
| West Hartford | **** Albany Avenue | T-Mobile | SBA | guyed-lattice | 160 | 346
| West Hartford | **** Albany Avenue | AT&T | SBA | guyed-lattice | 115 | 346
| West Hartford | **** Albany Avenue | T-Mobile | SBA | guyed-lattice | 160 | 346
| West Hartford | **** Albany Avenue | AT&T | SBA | guyed-lattice | 115 | 346
| West Hartford | **** Albany Avenue | DISH | SBA | guyed-lattice | 100 | 346 | yes
| West Hartford | **** Albany Avenue | AT&T | SBA | guyed-lattice | 115 | 346 |  | diesel generator | 30Kw
| West Hartford | **** Albany Avenue | AT&T | SBA | guyed-lattice | 115 | 346 | yes
| West Hartford | *** North Main Street | Clearwire | Edans & Avant LLC | guyed-lattice | 100 | 103
| West Hartford | *** North Main Street | AT&T | Sprint | guyed-lattice | 68 | 103
| West Hartford | *** North Main Street | Sprint | Edans & Avant LLC | guyed-lattice | 100 | 103
| West Hartford | *** North Main Street | Sprint | Edans & Avant LLC | guyed-lattice | 100 | 103
| West Hartford | *** North Main Street | AT&T | Edans & Avant LLC | guyed-lattice | 94 | 103
| West Hartford | *** North Main Street | Sprint | Edans & Avant LLC | guyed-lattice | 100 | 103
| West Hartford | *** North Main Street | AT&T | Edans & Avant LLC | guyed-lattice | 56.5 | 103
| West Hartford | *** North Main Street | Sprint | Edans & Avant LLC | guyed-lattice | 100 | 103
| West Hartford | *** South Quaker Lane | AT&T Wireless | VoiceStream | monopole | 107 | 120
| West Hartford | *** South Quaker Lane | Verizon | VoiceStream | monopole | 96 | 120
| West Hartford | *** South Quaker Lane | AT&T Wireless | VoiceStream | monopole |  | 120
| West Hartford | *** South Quaker Lane | AT&T Wireless | VoiceStream | monopole |  | 120
| West Hartford | *** South Quaker Lane | Verizon | VoiceStream | monopole | 80 | 120
| West Hartford | *** South Quaker Lane | Pocket (now MetroPCS) | VoiceStream | monopole | 90 | 120
| West Hartford | *** South Quaker Lane | Cingular | VoiceStream | monopole | 107 | 120
| West Hartford | *** South Quaker Lane | T-Mobile | VoiceStream | monopole | 120 | 120
| West Hartford | *** South Quaker Lane | Verizon | VoiceStream | monopole | 100 | 120
| West Hartford | *** South Quaker Lane | Clearwire | VoiceStream | monopole | 80 | 120
| West Hartford | *** South Quaker Lane | T-Mobile | Church of St. Mark | monopole | 120 | 120
| West Hartford | *** South Quaker Lane | AT&T | Church of St. Mark (T-Mobile) | monopole | 110 | 120
| West Hartford | *** South Quaker Lane | MetroPCS | Church of St. Mark (T-Mobile) | monopole |  | 120
| West Hartford | *** South Quaker Lane | Verizon | Church of St. Mark (Crown Castle) | monopole | 100 | 120
| West Hartford | *** South Quaker Lane | AT&T | Church of St. Mark (Crown Castle) | monopole |  | 120 |  | diesel generator
| West Hartford | *** South Quaker Lane | AT&T | Church of St. Mark (Crown Castle) | monopole | 113 | 120
| West Hartford | *** South Quaker Lane | T-Mobile | Church of St. Mark (Crown Castle) | monopole | 119 | 120
| West Hartford | *** South Quaker Lane | n/a | Crown Castle | monopole | n/a | 120
| West Hartford | *** South Quaker Lane | Verizon | Crown Castle | monopole | 100 | 119
| West Hartford | *** South Quaker Lane | AT&T | Crown Castle | monopole | 110 | 119
| West Hartford | *** South Quaker Lane | T-Mobile | Crown Castle | monopole | 119 | 120
| West Hartford | *** South Quaker Lane | AT&T | Crown Castle | monopole | 110 | 120
| West Hartford | *** South Quaker Lane | Verizon | Crown Castle | monopole | 100 | 120
| West Hartford | *** South Quaker Lane | T-Mobile | Crown Castle | monopole | 119 | 120
| West Hartford | *** South Quaker Lane | AT&T | Crown Castle | monopole | 110 | 120
| West Hartford | *** South Quaker Lane | Dish | Crown Castle | monopole | 90 | 120
| West Hartford | *** South Quaker Lane | T-Mobile | Crown Castle | monopole | 120 | 120
| West Hartford | *** South Quaker Lane | Verizon | Crown Castle | monopole | 100 | 120 | yes
Petiton No. 1196 | West Hartford | ** Buena Vista Road | Verizon | Town of West Hartford | rooftop | 44.9 | 38.9
Docket No. 131 | West Hartford | *** New Park Avenue | BAM | BAM | monopole | 148 | 150
| West Hartford | *** New Park Avenue | BAM | BAM | monopole | 150 | 150
| West Hartford | *** New Park Avenue | BAM | BAM | monopole | 10 | 150
| West Hartford | *** New Park Avenue | BAM/Sprint | BAM | monopole | 136 | 150
| West Hartford | *** New Park Avenue | BAM
| West Hartford | *** New Park Avenue | XM Satellite | Crown Media | monopole | 157 | 150
| West Hartford | *** New Park Avenue | Sprint | Crown Media | monopole |  | 150
| West Hartford | *** New Park Avenue | Verizon | Crown Media | monopole | 149 | 150
| West Hartford | *** New Park Avenue | CL&P | Crown Media | monopole | 122 | 150
| West Hartford | *** New Park Avenue | Verizon | Crown Castle | monopole | 147 | 150
| West Hartford | *** New Park Avenue | Sprint | Crown Castle | monopole | 135 | 150
| West Hartford | *** New Park Avenue | Verizon | Crown Castle | monopole | 147 | 150
| West Hartford | *** New Park Avenue | Sprint | Crown Castle | monopole | 135 | 150
| West Hartford | *** New Park Avenue | Verizon | Crown Castle | monopole | 147 | 150
| West Hartford | *** New Park Avenue | Verizon | Crown Castle | monopole | 147 | 150
| West Hartford | *** New Park Avenue | Sprint | Crown Castle | monopole | 135 | 150
| West Hartford | *** New Park Avenue | Verizon | Crown Castle | monopole | 147 | 150
| West Hartford | *** New Park Avenue | Verizon | Crown Castle | monopole | 147 | 150 | yes
| West Haven | * Burwell Road | SNET/SCLP | SNET/SCLP | self-support lattice | 152 | 160
| West Haven | * Burwell Road | South. Ct. Gas | SNET/SCLP | self-support lattice | 80 | 160
| West Haven | * Burwell Road | Nextel | SNET/SCLP | self-support lattice | 140 | 160
| West Haven | * Burwell Road | ATT Wireless | SNET/SCLP | self-support lattice | 130 | 160
| West Haven | * Burwell Road | ATT Wireless | SNET/SCLP | self-support lattice | - | 160
| West Haven | * Burwell Road | SNET/Cingular | SNET/SCLP | self-support lattice | 152 | 160
| West Haven | * Burwell Road | AT&T | SNET/SCLP | self-support lattice |  | 160
| West Haven | * Burwell Road | Cingular | SNET/SCLP | self-support lattice | 152 | 160
| West Haven | * Burwell Road | Cingular/AT&T | SNET/SCLP | self-support lattice | 130 | 160
| West Haven | * Burwell Road | Sprint Nextel | SNET/SCLP | self-support lattice | 140 | 160
| West Haven | * Burwell Road | AT&T | American Tower | self-support lattice | 154 | 160
| West Haven | * Burwell Road | AT&T | American Tower | self-support lattice |  | 160 |  | diesel generator
| West Haven | * Burwell Road | AT&T | American Tower | self-support lattice | 154 | 160
| West Haven | * Burwell Road | AT&T | American Tower | self-support lattice | 154 | 155
| West Haven | *** Burwell Road | AT&T | American Tower | self-support lattice | 154 | 155
| West Haven | *** Burwell Road | AT&T | American Tower | self-support lattice | 154 | 155
| West Haven | *** Burwell Road | AT&T | American Tower | self-support lattice | 154 | 155
| West Haven | *** Burwell Road | Verizon | Crown Castle | self-support lattice | 160 | 180 |  | diesel generator | 30-kilowatt
| West Haven | *** Burwell Road | DISH | Crown Castle | self-support lattice | 150 | 180 | yes
| West Haven | * Burwell Hill Road (Earth stations) | Storer CT | Storer CT | self-support lattice | 154
Petition No. 660 | West Haven | ** Gilbert Street | T-Mobile | T-Mobile | smokestack | 49.5 | 52.5
Petition No. 1142 | West Haven | * Ocean Avenue | Verizon | Baykat, LLC | rooftop | 32 | 28.8
Docket No. 56 | West Haven | ** Rockdale Road | BAM | Radio Comm. Corp. | self-support lattice | 180 | 180
| West Haven | ** Rockdale Road | BAM | Radio Comm. Corp. | self-support lattice | 169 | 180
| West Haven | ** Rockdale Road | VoiceStream | Radio Comm. Corp. | self-support lattice | 110 | 180
| West Haven | ** Rockdale Road | T-Mobile (VoiceStream) | Radio Comm. Corp. | self-support lattice | 110 | 180
| West Haven | ** Rockdale Road | Verizon | Radio Comm. Corp. | self-support lattice | 146 | 180
| West Haven | ** Rockdale Road | Pocket (now MetroPCS) | Radio Comm. Corp. | self-support lattice | 125 | 180
| West Haven | ** Rockdale Road | T-Mobile | Radio Comm. Corp. | self-support lattice | 135 | 180
| West Haven | ** Rockdale Road | T-Mobile | Radio Comm. Corp./Robert Knapp | self-support lattice | 135 | 180
| West Haven | ** Rockdale Road | Verizon | Radio Comm. Corp./Robert Knapp | self-support lattice | 146 | 180
| West Haven | ** Rockdale Road | MetroPCS | Radio Comm. Corp./Robert Knapp | self-support lattice |  | 180
| West Haven | ** Rockdale Road | Verizon | Radio Comm. Corp./Robert Knapp | self-support lattice | 146 | 180
| West Haven | ** Rockdale Road | T-Mobile | Radio Comm. Corp | self-support lattice | 135 | 180
| West Haven | ** Rockdale Road | T-Mobile | Andrew Knapp | self-support lattice | 135 | 180
| West Haven | ** Rockdale Road | Verizon | Radio Communications Corp. | self-support lattice |  | 180 |  |  | 80 kW generator
| West Haven | ** Rockdale Road | T-Mobile | Radio Communications Corp. | self-support lattice | 135 | 180
| West Haven | ** Rockdale Road | Verizon | Radio Comm. Corp./Robert Knapp | self-support lattice | 146 | 180
| West Haven | ** Rockdale Road | T-Mobile | Radio Communications Corp. | self-support lattice | 135 | 180
| West Haven | ** Rockdale Road | Verizon | Radio Comm. Corp./Robert Knapp | self-support lattice | 140 | 180 | yes
| West Haven | *** Derby Avenue | Sprint | Yale University | monopole | 74 | 76
| West Haven | *** Derby Avenue | Sprint | Yale University | monopole | 74 | 76
| West Haven | *** Derby Avenue (Yale Bowl) | T-Mobile | T-Mobile/Yale Bowl | monopole | 44 | 49
| West Haven | *** Derby Avenue (Yale Bowl) | T-Mobile | T-Mobile/Yale Bowl | monopole | 75'/85' | 49
Docket No. 293 | West Haven | *** Jones Hill Road | T-Mobile | T-Mobile | monopole | 150 | 153
| West Haven | *** Jones Hill Road | Verizon | T-Mobile | monopole | 134 | 153
| West Haven | *** Jones Hill Road | Pocket (now MetroPCS) | T-Mobile | monopole | 115 | 153
| West Haven | *** Jones Hill Road | Clearwire | T-Mobile | monopole | 120 | 153
| West Haven | *** Jones Hill Road | Verizon | T-Mobile | monopole | 135 | 153
| West Haven | *** Jones Hill Road | Computer Hospital | T-Mobile | monopole | 135 | 153
| West Haven | *** Jones Hill Road | MetroPCS | American Tower | monopole |  | 153
| West Haven | *** Jones Hill Road | Verizon | American Tower | monopole | 134 | 153
| West Haven | *** Jones Hill Road | Verizon | American Tower | monopole | 134 | 153
| West Haven | *** Jones Hill Road | American Tower Corporation | American Tower | monopole |  | 153 |  | diesel generator
Petition No. 1108 | West Haven | *** Jones Hill Road | AT&T | American Tower | monopole | 125 | 153 |  | diesel generator
Petition No. 1108 (rev) | West Haven | *** Jones Hill Road | American Tower/AT&T | American Tower | monopole |  | 153 |  | diesel generator
| West Haven | *** Jones Hill Road | Verizon | American Tower | monopole | 134 | 153
| West Haven | *** Jones Hill Road | T-Mobile | American Tower Corporation | monopole | 143 | 149
| West Haven | *** Jones Hill Road | T-Mobile | American Tower Corporation | monopole | 143 | 149
| West Haven | *** Jones Hill Road | American Tower Corporation | T-Mobile
| West Haven | *** Jones Hill Road | AT&T | American Tower Corporation | monopole | 125 | 153
| West Haven | *** Jones Hill Road | T-Mobile | American Tower Corporation | monopole | 143 | 149
| West Haven | *** Jones Hill Road | Sprint | American Tower Corporation | monopole | 149 | 149
| West Haven | *** Jones Hill Road | T-Mobile | American Tower Corporation | monopole | 143 | 149
| West Haven | *** Jones Hill Road | Verizon | American Tower | monopole | 134 | 149
| West Haven | *** Jones Hill Road | AT&T | American Tower Corporation | monopole | 125 | 149
| West Haven | *** Jones Hill Road | T-Mobile | American Tower Corporation | monopole | 143 | 149
| West Haven | *** Jones Hill Road | T-Mobile | American Tower Corporation | monopole | 143 | 149
| West Haven | *** Jones Hill Road | DISH | American Tower Corporation | monopole | 106 | 149 | yes
Petition No. 1511 | West Haven | ** Allings Crossing Road | AT&T | AT&T | utility pole | 42 | 43
| West Haven | ** Plainfield Avenue | Verizon | Sprint | monopole | 120 | 140 |  | diesel generator
| West Haven | ** Plainfield Avenue | Verizon | Sprint | monopole | 120 | 140
| West Haven | ** Plainfield Avenue | Verizon | Sprint | monopole | 120 | 140
| West Haven | ** Plainfield Avenue | Sprint Nextel | Sprint | monopole | 138 | 140
| West Haven | ** Plainfield Avenue | Verizon | Sprint | monopole | 120 | 140
Petition No. 878 | West Haven | ** Plainfield Avenue | Pocket (now MetroPCS) | Sprint | monopole | 146 | 148
| West Haven | ** Plainfield Avenue | Clearwire | Sprint | monopole | 138 | 148
| West Haven | ** Plainfield Avenue | Verizon | Sprint | monopole | 122 | 148
| West Haven | ** Plainfield Avenue | Sprint | Sprint | monopole | 140 | 148
| West Haven | ** Plainfield Avenue | MetroPCS | Crown Castle | monopole |  | 148
| West Haven | ** Plainfield Avenue | Verizon | Crown Castle | monopole | 122 | 148
| West Haven | ** Plainfield Avenue | Verizon | Crown Castle | monopole | 122 | 148
| West Haven | ** Plainfield Avenue | Sprint | Crown Castle | monopole | 140 | 148
| West Haven | ** Plainfield Avenue | Verizon | Crown Castle | monopole | 122 | 148
| West Haven | ** Plainfield Avenue | T-Mobile | Crown Castle | monopole | 146 | 148
| West Haven | ** Plainfield Avenue | Sprint | Crown Castle | monopole | 140 | 148
| West Haven | ** Plainfield Avenue | T-Mobile | Crown Castle | monopole | 146 | 148
Docket No. 289 | Westbrook | **** Horse Hill Road | AT&T | AT&T | monopole | 160 | 160
| Westbrook | **** Horse Hill Road | AT&T | New Cingular Wireless PCS, LLC | monopole | 160 | 160
| Westbrook | **** Horse Hill Road | AT&T | AT&T | monopole | 160 | 160
Sub-petition No. 1133 | Westbrook | **** Horse Hill Road | Verizon | Crown Castle | monopole | 147 | 160 |  | battery & 20kW generator
| Westbrook | **** Horse Hill Road | AT&T | AT&T | monopole | 160 | 160
| Westbrook | **** Horse Hill Road | AT&T | AT&T | monopole |  |  |  | diesel generator | 30-kilowatt
| Westbrook | **** Horse Hill Road | DISH | AT&T | monopole | 135 | 160 | yes
Docket No. 485 | Westbrook | **** Boston post Rd or at the end of Kirtland Street | Verizon | MCM Holdings | monopole | 126 | 130
| Westbrook | **** Boston post Rd or at the end of Kirtland Street | A&T | MCM Holdings | monopole | 116 | 130
| Westbrook | **** Boston post Rd or at the end of Kirtland Street | T-Mobile | MCM Holdings | monopole | 106 | 130
| Westbrook | **** Boston post Rd or at the end of Kirtland Street | A&T | MCM Holdings | monopole | 115 | 130
| Westbrook | **** Boston post Rd or at the end of Kirtland Street | T-Mobile | MCM Holdings | monopole | 104 | 130 |  | diesel generator | 25-kilowatt
| Westbrook | **** Boston post Rd or at the end of Kirtland Street | A&T | MCM Holdings | monopole | 115 | 130
| Westbrook | **** Boston post Rd or at the end of Kirtland Street | Verizon | MCM Holdings | monopole | 126 | 130
Petition No. 61 | Westbrook | *** Spencer Plains Road | DOT | Valley Shore | self-support lattice | 175 | 180
| Westbrook | *** Spencer Plains Road | DPS | DPS | self-support lattice | 180 | 180
| Westbrook | *** Spencer Plains Road | SNET/SCLP | DPS | self-support lattice | 150 | 180
| Westbrook | *** Spencer Plains Road | Valley Shore Comm. | DPS | self-support lattice | 120 | 180
| Westbrook | *** Spencer Plains Road | Omni | DPS | self-support lattice | 135 | 180
| Westbrook | *** Spencer Plains Road | SNET/Cingular | DPS | self-support lattice | 148 | 180
| Westbrook | *** Spencer Plains Road | T-Mobile (VoiceStream) | CT | self-support lattice | 135 | 180
| Westbrook | *** Spencer Plains Road | Sprint | DPS | self-support lattice | 140 | 180
| Westbrook | *** Spencer Plains Road | Cingular | DPS | self-support lattice | 148 | 180
| Westbrook | *** Spencer Plains Road | AT&T | DPS | self-support lattice | 148 | 180
| Westbrook | *** Spencer Plains Road | T-Mobile | DPS | self-support lattice | 130 | 180
| Westbrook | *** Spencer Plains Road | CL&P | DPS | self-support lattice | 177 | 180
| Westbrook | *** Spencer Plains Road | Sprint | DPS | self-support lattice |  | 180
| Westbrook | *** Spencer Plains Road | T-Mobile | DPS | self-support lattice | 130 | 180
| Westbrook | *** Spencer Plains Road | AT&T | DPS | self-support lattice | 148 | 180
| Westbrook | *** Spencer Plains Road | Sprint | DPS | self-support lattice | 137 | 180
| Westbrook | *** Spencer Plains Road | T-Mobile | DPS | self-support lattice | 130 | 180
| Westbrook | *** Spencer Plains Road | Eversource | DPS | self-support lattice | 124, 162 | 180
| Westbrook | *** Spencer Plains Road | AT&T | DPS | self-support lattice | 155 | 180 | yes
Petition No. 328 | Westbrook | ** Pilot's Point Marina | BAM | Pilot's Point Marina | rooftop | 33 | 33
| Westbrook | *** Old Clinton Road | Omnipoint | Sprint | monopole | 145 | 160
| Westbrook | *** Old Clinton Road | Nextel | Sprint | monopole | 130 | 160
Petition No. 511 | Westbrook | *** Old Clinton Road | Sprint | Sprint | monopole |  | 160
| Westbrook | *** Old Clinton Road | AT&T, Verizon, SNET | Sprint | monopole | see antennas | 160
| Westbrook | *** Old Clinton Road | T-Mobile (VoiceStream) | Sprint | monopole | 145 | 160
| Westbrook | *** Old Clinton Road | Verizon | Sprint | monopole | 110 | 160
| Westbrook | *** Old Clinton Road | Cingular | Sprint | monopole | 98 | 160
| Westbrook | *** Old Clinton Road | Cingular/AT&T | Sprint | monopole | 120 | 160
| Westbrook | *** Old Clinton Road | Pocket (now MetroPCS) | Sprint | monopole | 130 | 160
| Westbrook | *** Old Clinton Road | AT&T | Sprint | monopole | 100 | 160
| Westbrook | *** Old Clinton Road | T-Mobile | Sprint | monopole | 145 | 160
| Westbrook | *** Old Clinton Road | Verizon | Crown Castle | monopole | 112 | 160
| Westbrook | *** Old Clinton Road | Sprint | Crown Castle | monopole | 160 | 160
| Westbrook | *** Old Clinton Road | T-Mobile | Crown Castle | monopole | 145 | 160
| Westbrook | *** Old Clinton Road | Verizon | Crown Castle | monopole | 118 | 160
| Westbrook | *** Old Clinton Road | Sprint | Crown Castle | monopole | 160 | 160
| Westbrook | *** Old Clinton Road | T-Mobile | Crown Castle | monopole | 145 | 160
| Westbrook | *** Old Clinton Road | AT&T | Crown Castle | monopole | 98 | 160
| Westbrook | *** Old Clinton Road | Verizon | Crown Castle | monopole | 118 | 160
| Westbrook | *** Old Clinton Road | Sprint | Crown Castle | monopole | 160 | 160
| Westbrook | *** Old Clinton Road | Verizon | Crown Castle | monopole | 118 | 160
| Westbrook | *** Old Clinton Road | Verizon | Crown Castle | monopole | 116 | 160
| Westbrook | *** Old Clinton Road | DISh | Crown Castle | monopole | 132 | 160 | yes
| Westbrook | *** Old Clinton Road | T-Mobile | Crown Castle | monopole | 142 | 160 | yes
| Westbrook | *** Old Clinton Road | Verizon | Crown Castle | monopole | 116 | 160
| Westbrook | *** Toby Hill Road | AT&T | Sprint | monopole | 130 | 150
| Westbrook | *** Toby Hill Road | Cingular | Sprint | monopole | 130 | 150
| Westbrook | *** Toby Hill Road | Verizon | Sprint | monopole | 140 | 150
| Westbrook | *** Toby Hill Road | AT&T | Crown Castle | monopole | 130 | 150
| Westbrook | *** Toby Hill Road | Sprint | Crown Castle | monopole | 152 | 150
| Westbrook | *** Toby Hill Road | Verizon | Crown Castle | monopole | 140 | 150
| Westbrook | *** Toby Hill Road | Sprint | Crown Castle | monopole | 150 | 150
| Westbrook | *** Toby Hill Road | Verizon | Crown Castle | monopole | 140 | 150
| Westbrook | *** Toby Hill Road | AT&T | Crown Castle | monopole | 130 | 150 | yes
| Westbrook | *** Toby Hill Road | DISH | Crown Castle | monopole | 120 | 150 | yes
| Westbrook | *** Toby Hill Road | Verizon | Crown Castle | monopole | 140 | 150 | yes
| Westbrook | *** Toby Hill Road | Verizon | Crown Castle | monopole | 140 | 150 | yes
| Weston | *** Godfrey Road | Sprint Nextel | Town of Weston | self-support lattice | 174 | 185
| Weston | *** Godfrey Road | T-Mobile | Town of Weston | self-support lattice | 185 | 185
| Weston | *** Godfrey Road | Verizon | Town of Weston | self-support lattice | 162 | 185
| Weston | *** Godfrey Road | AT&T | Town of Weston | self-support lattice | 152 | 185
| Weston | *** Godfrey Road | Verizon | Town of Weston | self-support lattice | 164.5 | 185
| Weston | *** Godfrey Road | Sprint | Town of Weston | self-support lattice | 177 | 185
| Weston | *** Godfrey Road | Verizon | Town of Weston | self-support lattice | 164.5 | 185
| Weston | *** Godfrey Road | T-Mobile | Town of Weston | self-support lattice | 185 | 185
| Weston | *** Godfrey Road | Sprint | Town of Weston | self-support lattice | 174 | 185
| Weston | *** Godfrey Road | T-Mobile | Town of Weston | self-support lattice | 185 | 185
| Weston | *** Godfrey Road | Sprint | Town of Weston | self-support lattice | 174 | 185
| Weston | *** Godfrey Road | AT&T | Town of Weston | self-support lattice | 151 | 185
| Weston | *** Godfrey Road | T-Mobile | Town of Weston | self-support lattice | 185 | 185
| Weston | *** Godfrey Road | T-Mobile | Town of Weston | self-support lattice | 185 | 185
| Weston | *** Godfrey Road | Verizon | Town of Weston | self-support lattice | 164.5 | 185
| Weston | *** Godfrey Road | Verizon | Town of Weston | self-support lattice | 164.5 | 185 | yes
Petition No. 1386 | Weston | * Tall Pines Drive | AT&T | Eversource | monopole within a lattice tower | 95 | 81 |  | propane generator | 15-kilowatt
| Weston | ** Norfield Road | Verizon | T-Mobile | monopole | 150 | 190 |  | generator
| Weston | ** Norfield Road | SCLP | T-Mobile | monopole | 160 | 190
| Weston | ** Norfield Road | AT&T | T-Mobile | monopole | 140 | 190
| Weston | ** Norfield Road | Cingular | T-Mobile | monopole | 160 | 190
| Weston | ** Norfield Road | T-Mobile | T-Mobile | monopole | 175 | 190
| Weston | ** Norfield Road | Verizon | T-Mobile | monopole | 153 | 190
| Weston | ** Norfield Road | New Cingular | T-Mobile | monopole | 160 | 190
| Weston | ** Norfield Road | AT&T | T-Mobile | monopole | 140 | 190
| Weston | ** Norfield Road | Verizon | T-Mobile | monopole | 150 | 190
| Weston | ** Norfield Road | AT&T | T-Mobile | monopole | 160 | 190
| Weston | ** Norfield Road | Sprint | Crown Castle | monopole | 195 | 190
| Weston | ** Norfield Road | T-Mobile | Crown Castle | monopole | 170 | 190
| Weston | ** Norfield Road | Verizon | Crown Castle | monopole | 150 | 190
| Weston | ** Norfield Road | Sprint | Crown Castle | monopole | 190 | 190
| Weston | ** Norfield Road | T-Mobile | Crown Castle | monopole | 170 | 190
| Weston | ** Norfield Road | AT&T | Crown Castle | monopole | 167 | 190
| Weston | ** Norfield Road | Verizon | Crown Castle | monopole | 150 | 190
| Weston | ** Norfield Road | AT&T | Crown Castle | monopole | 163 | 190
| Weston | ** Norfield Road | Sprint | Crown Castle | monopole | 190 | 190
| Weston | ** Norfield Road | AT&T | Crown Castle | monopole | 163 | 190
| Weston | ** Norfield Road | Verizon | Crown Castle | monopole | 150 | 190
| Weston | ** Norfield Road | AT&T | Crown Castle | monopole | 163 | 190
| Weston | ** Norfield Road | T-Mobile | Crown Castle | monopole | 170 | 190 | yes
| Weston | ** Norfield Road | Verizon | Crown Castle | monopole | 153 | 190
Petition No. 386 | Weston | Weston Road | Sprint | CL&P | utility pole | 98 | 83
Docket No. 45 | Westport | *** Bayberry Lane | SNET Cellular | SNET Cellular | monopole | 100 | 100
| Westport | *** Bayberry Lane | SNET/SCLP | SNET/SCLP | monopole | 100 | 100
| Westport | *** Bayberry Lane | SNET/SCLP | SNET/SCLP | monopole |  | 100
| Westport | *** Bayberry Lane | SCLP/BAM | SNET/SCLP | monopole | 72 | 100 |  | generator
| Westport | *** Bayberry Lane | Sprint | American Tower | monopole | 60 | 100
| Westport | *** Bayberry Lane | Cingular | American Tower | monopole | 100 | 100
Docket No. 278 | Westport | *** Bayberry Lane | Verizon | American Tower | monopole | 77 | 140
Docket No. 278 | Westport | *** Bayberry Lane | AT&T | American Tower | monopole | 110 | 140
Docket No. 278 | Westport | *** Bayberry Lane | Nextel | American Tower | monopole | 120 | 140
Docket No. 278 | Westport | *** Bayberry Lane | Sprint | American Tower | monopole | 130 | 140
Docket No. 278 | Westport | *** Bayberry Lane | T-Mobile | American Tower | monopole | 87 | 140
Docket No. 278 | Westport | *** Bayberry Lane | Town of Westport | American Tower | monopole | 140 | 140
| Westport | *** Bayberry Lane | T-Mobile | American Tower | monopole | 87 | 140
| Westport | *** Bayberry Lane | Verizon | American Tower | monopole | 76 | 140
| Westport | *** Bayberry Lane | Westport FD | American Tower | monopole | 100 | 140
| Westport | *** Bayberry Lane | Verizon | American Tower | monopole | 76 | 140
| Westport | *** Bayberry Lane | AT&T | American Tower | monopole | 100 | 140
| Westport | *** Bayberry Lane | Verizon | American Tower | monopole | 76 | 140
| Westport | *** Bayberry Lane | Verizon | American Tower | monopole | 76 | 140
| Westport | *** Bayberry Lane | Enertrac | American Tower | monopole | 110 | 140
| Westport | *** Bayberry Lane | Sprint | American Tower | monopole | 130 | 140
| Westport | *** Bayberry Lane | T-Mobile | American Tower | monopole | 87 | 140
| Westport | *** Bayberry Lane | Verizon | American Tower | monopole | 110 | 140
| Westport | *** Bayberry Lane | Sprint | American Tower | monopole | 110 | 140
| Westport | *** Bayberry Lane | Eversource | American Tower | monopole | 120 | 140
| Westport | *** Bayberry Lane | T-Mobile | American Tower Corporation | monopole | 87 | 140
| Westport | *** Bayberry Lane | AT&T | American Tower Corporation | monopole | 100 | 140
| Westport | *** Bayberry Lane | AT&T | American Tower Corporation | monopole | 100 | 140
| Westport | *** Bayberry Lane | Verizon | American Tower | monopole | 110 | 140
| Westport | *** Bayberry Lane | T-Mobile | American Tower | monopole | 87 | 140
| Westport | *** Bayberry Lane | American Tower Corporation | Spectrasite Communications, Inc. |  |  |  |  | diesel generator | 80-kilowatt
| Westport | *** Bayberry Lane | DISH | American Tower Corporation | monopole | 77 | 140 | yes
| Westport | *** Bayberry Lane | AT&T | American Tower Corporation | monopole | 100 | 140 | yes
| Westport | *** Bayberry Lane | T-Mobile | American Tower Corporation | monopole | 132 | 140 | yes
| Westport | *** Bayberry Lane | Verizon | American Tower | monopole | 110 | 140
Petition No. 1326 | Westport | **** Post Road East | Verizon | Verizon | rooftop | 38 | 28
Docket No. 188 | Westport | * Allen Raymond Lane | SCLP | BAM | monopole | 100 | 130
Docket No. 188 | Westport | * Allen Raymond Lane | BAM | BAM | monopole | 130 | 130
Docket No. 188 | Westport | * Allen Raymond Lane | Nextel | BAM | monopole | 140 | 130
Docket No. 188 | Westport | * Allen Raymond Lane | Omni | BAM | monopole | 110 | 130
Docket No. 188 | Westport | * Allen Raymond Lane | Sprint | BAM | monopole | 120 | 130
| Westport | * Allen Raymond Lane | T-Mobile (VoiceStream) | BAM | monopole | 110 | 130
| Westport | * Allen Raymond Lane | AT&T | Cellco | monopole | 90 | 130
| Westport | * Allen Raymond Lane | Verizon | Cellco | monopole | 128 | 130
| Westport | * Allen Raymond Lane | New Cingular | Cellco | monopole | 100 | 130
| Westport | * Allen Raymond Lane | AT&T | Cellco | monopole | 90 | 130
| Westport | * Allen Raymond Lane | Sprint Nextel | Cellco | monopole | 120 | 130
| Westport | * Allen Raymond Lane | T-Mobile | Cellco | monopole | 110 | 130
| Westport | * Allen Raymond Lane | Verizon | Cellco | monopole | 130 | 130
| Westport | * Allen Raymond Lane | Clearwire | Cellco | monopole | 120 | 130
| Westport | * Allen Raymond Lane | AT&T | Cellco | monopole | 102 | 130
| Westport | * Allen Raymond Lane | T-Mobile | Cellco | monopole | 110 | 130
| Westport | * Allen Raymond Lane | Sprint | Cellco | monopole | 120 | 130
| Westport | * Allen Raymond Lane | Verizon | Cellco | monopole | 130 | 130
| Westport | * Allen Raymond Lane | Sprint | Cellco | monopole | 120 | 130
| Westport | * Allen Raymond Lane | T-Mobile | Cellco | monopole | 110 | 130
| Westport | * Allen Raymond Lane | Verizon | American Tower | monopole | 130 | 130
| Westport | * Allen Raymond Lane | AT&T | American Tower | monopole | 102 | 130
| Westport | * Allen Raymond Lane | Verizon | American Tower | monopole | 130 | 130
| Westport | * Allen Raymond Lane | Sprint | American Tower | monopole | 120 | 130
| Westport | * Allen Raymond Lane | T-Mobile | American Tower | monopole | 110 | 130
| Westport | * Allen Raymond Lane | Verizon | American Tower | monopole | 130 | 130
| Westport | * Allen Raymond Lane | American Tower Corporation | Cellco |  |  |  |  | 80-kilowatt | diesel generator
| Westport | * Allen Raymond Lane | Verizon | Cellco | monopole | 128 | 130
| Westport | * Allen Raymond Lane | AT&T | Cellco | monopole | 100 | 130
| Westport | * Allen Raymond Lane | DISH | Cellco | monopole | 86 | 130 | YES
| Westport | * Allen Raymond Lane | Verizon | Cellco | monopole | 130 | 130
Docket No. 166 | Westport | ** Post Office Lane | SCLP | SCLP | monopole | 128 | 130
Petition No. 394 | Westport | ** Post Office Lane | SCLP | SCLP | monopole | 130 | 130
Petition No. 394 | Westport | ** Post Office Lane | SCLP/BAM | SCLP | monopole | 100 | 130
Petition No. 394 | Westport | ** Post Office Lane | SCLP/Nextel | SCLP | monopole | 110 | 130
Petition No. 394 | Westport | ** Post Office Lane | SCLP/Omni | SCLP | monopole | 90 | 130
Petition No. 394 | Westport | ** Post Office Lane | SCLP/Sprint | SCLP | monopole | 120 | 130
| Westport | ** Post Office Lane | AT&T Wireless | SCLP | monopole | 80 | 130
| Westport | ** Post Office Lane | Sprint | SCLP | monopole | 120 | 130 |  | battery
| Westport | ** Post Office Lane | Northcoast | SCLP | monopole | 68 | 126
| Westport | ** Post Office Lane | VoiceStream | SCLP | monopole | 90 | 126
| Westport | ** Post Office Lane | AT&T Wireless | SCLP | monopole | 80 | 126
| Westport | ** Post Office Lane | Cingular | SCLP | monopole | 128 | 130
| Westport | ** Post Office Lane | T-Mobile (VoiceStream) | SCLP | monopole | 90 | 130
Petition No. 600 | Westport | ** Post Office Lane | AT&T Wireless | SCLP | monopole | 140 | 140
| Westport | ** Post Office Lane | AT&T Wireless | SCLP | monopole |  | 140
| Westport | ** Post Office Lane | Verizon | SCLP | monopole | 100 | 140
| Westport | ** Post Office Lane | New Cingular | Crown | monopole | 130 | 140
| Westport | ** Post Office Lane | Verizon | Crown | monopole | 100 | 140
| Westport | ** Post Office Lane | MetroPCS | Crown | monopole | 140 | 140
| Westport | ** Post Office Lane | T-Mobile | Crown | monopole | 90 | 140
| Westport | ** Post Office Lane | Verizon | Crown | monopole | 100 | 140
| Westport | ** Post Office Lane | Clearwire | Crown | monopole | 120 | 140
| Westport | ** Post Office Lane | AT&T | Crown | monopole | 131 | 140
| Westport | ** Post Office Lane | Verizon | Crown | monopole | 100 | 140
| Westport | ** Post Office Lane | T-Mobile | Crown | monopole | 87 | 140
| Westport | ** Post Office Lane | Enertrac | American Tower | monopole | 80 | 140
| Westport | ** Post Office Lane | Sprint | American Tower | monopole | 120 | 140
| Westport | ** Post Office Lane | T-Mobile | American Tower | monopole | 87 | 140
| Westport | ** Post Office Lane | American Tower | American Tower | monopole |  | 140 |  | diesel generator
| Westport | ** Post Office Lane | Verizon | American Tower | monopole | 100 | 140
| Westport | ** Post Office Lane | Sprint | American Tower | monopole | 120 | 140
| Westport | ** Post Office Lane | T-Mobile | American Tower | monopole | 90 | 142
| Westport | ** Post Office Lane | AT&T | American Tower | monopole | 131 | 142
| Westport | ** Post Office Lane | Sprint | American Tower | monopole | 120 | 142
| Westport | ** Post Office Lane | Verizon | American Tower | monopole | 100 | 142
| Westport | ** Post Office Lane | AT&T | American Tower | monopole | 131 | 142
| Westport | ** Post Office Lane | Sprint | American Tower | monopole | 120 | 142
| Westport | ** Post Office Lane | T-Mobile | American Tower | monopole | 90 | 142
| Westport | ** Post Office Lane | AT&T | American Tower | monopole | 131 | 142
| Westport | ** Post Office Lane | Verizon | American Tower | monopole | 100 | 142
| Westport | ** Post Office Lane | DISH | American Tower | monopole | 53 | 142 | yes
| Westport | ** Post Office Lane | Verizon | American Tower | monopole | 100 | 142
Petition No. 1480 | Westport | ** Sasco Creek Road | AT&T | Eversource | utility pole | 47 | 43 | no
Petition No. 432 | Westport | ** Ferry Lane | Omni | CL&P | utility pole | 168 | 233
| Westport | ** Ferry Lane | VoiceStream | CT DOT | utility pole | various | 233
| Westport | ** Ferry Lane | T-Mobile (VoiceStream) | CL&P | utility pole | 168 | 250
Petition No. 1389 | Westport | *** Post road west | AT&T | Eversource | utility pole | 36 | 34
| Westport | *** Post Road East | SCLP | Westport Fire Dept | monopole | 120 | 150
| Westport | *** Post Road East | Cingular | Westport Fire Dept | monopole | 120 | 150
| Westport | *** Post Road East | Nextel | Westport Fire Dept | monopole | 135 | 150
| Westport | *** Post Road East | T-Mobile | Westport Fire Dept | monopole | 85 | 150
| Westport | *** Post Road East | New Cingular | Westport Fire Dept | monopole | 120 | 150
| Westport | *** Post Road East | MetroPCS | Westport Fire Dept | monopole | 72 | 150
| Westport | *** Post Road East | T-Mobile | Westport Fire Dept | monopole | 85 | 150
| Westport | *** Post Road East | Clearwire | Westport Fire Dept | monopole | 148 | 150
| Westport | *** Post Road East | Westport FD | Westport Fire Dept | monopole | 144 | 150
| Westport | *** Post Road East | AT&T | Westport Fire Dept | monopole | 120 | 150
| Westport | *** Post Road East | Sprint | Westport Fire Dept | monopole | 148 | 150
| Westport | *** Post Road East | AT&T | Westport Fire Dept | monopole |  | 150 |  | diesel generator
| Westport | *** Post Road East | Sprint | Westport Fire Dept/Crown Castle | monopole | 148 | 150
| Westport | *** Post Road East | AT&T | Crown Castle | monopole | 120 | 150
| Westport | *** Post Road East | T-Mobile | Crown Castle | monopole | 82 | 150
| Westport | *** Post Road East | AT&T | Crown Castle | monopole | 120 | 148
| Westport | *** Post Road East | AT&T | Crown Castle | monopole | 120 | 148
| Westport | *** Post Road East | AT&T | Crown Castle | monopole | 120 | 148
| Westport | *** Post Road East | Sprint | Crown Castle | monopole | 148 | 148
| Westport | *** Post Road East | AT&T | Crown Castle | monopole | 120 | 148
| Westport | *** Post Road East | DISH | Crown Castle | monopole | 130 | 148 | yes
Petiton No. 74 | Westport | *** Post Road East | DPS | DPS | guyed-lattice | 72 | 80
Docket No. 123 | Westport | *** Post Road East | DPS/BAM | DPS | self-support lattice | 176 | 180
Docket No. 123 | Westport | *** Post Road East | DPS/BAM | DPS | self-support lattice | 0.90323 | 180
| Westport | *** Post Road East | SCLP | DPS | self-support lattice | 135 | 180
| Westport | *** Post Road East | AT&T Wireless | DPS | self-support lattice | 155 | 180
| Westport | *** Post Road East | AT&T Wireless | State of CT | self-support lattice | 155 | 180
| Westport | *** Post Road East | Verizon | State of CT | self-support lattice | 155/177' | 180
| Westport | *** Post Road East | Verizon | State of CT | self-support lattice | 180 | 180
| Westport | *** Post Road East | AT&T Wireless |  | self-support lattice |  | 180
| Westport | *** Post Road East | Cingular | CT State Police | self-support lattice | 135 | 180
| Westport | *** Post Road East | Cingular | State of CT | self-support lattice |  | 180 |  | diesel generator
| Westport | *** Post Road East | AT&T Wireless | State of CT | self-support lattice |  | 180
| Westport | *** Post Road East | T-Mobile | State Police | self-support lattice | 125 | 180
| Westport | *** Post Road East | Verizon | State Police | self-support lattice | 177 | 180
| Westport | *** Post Road East | Cingular | State Police | self-support lattice | 133 | 180
| Westport | *** Post Road East | T-Mobile | State Police | self-support lattice | 125 | 180
| Westport | *** Post Road East | Verizon | State Police | self-support lattice | 155 | 180
| Westport | *** Post Road East | AT&T | State Police | self-support lattice | 134 | 180
| Westport | *** Post Road East | T-Mobile | State Police | self-support lattice | 125 | 180
| Westport | *** Post Road East | AT&T | State Police | self-support lattice | 134 | 180
| Westport | *** Post Road East | Verizon | State Police | self-support lattice | 160 | 180
| Westport | *** Post Road East | AT&T | State Police | self-support lattice | 133 | 180
| Westport | *** Post Road East | T-Mobile | State Police | self-support lattice | 125 | 180
| Westport | *** Post Road East | AT&T | State Police | self-support lattice | 133 | 180
| Westport | *** Post Road East | AT&T | State Police | self-support lattice | 133 | 180
| Westport | *** Post Road East | AT&T | State Police | self-support lattice | 133 | 180
| Westport | *** Post Road East | Verizon | State Police | self-support lattice | 160 | 180
| Westport | *** Post Road East | Verizon | State Police | self-support lattice | 160 | 180
| Westport | *** Post Road East | Verizon | State Police | self-support lattice | 160 | 180
| Westport | *** Post Road East | DISH | State Police | self-support lattice | 144 | 180 | yes
| Westport | *** Post Road East | AT&T | State Police | self-support lattice | 133 | 180 | yes
| Westport | *** Post Road East | Verizon | State Police | self-support lattice | 160 | 180 | yes
Docket No. 510 | Westport | ** Greens Farms Road | AT&T | Tarpon Towers LLC | Monopole | 120 | 124 | yes | diesel generator | 20-kilowatt
Docket No. 510 | Westport | ** Greens Farms Road | Verizon | Tarpon Towers LLC | monopole | 110 | 124 | yes | diesel generator | 30-kilowatt
Docket No. 510 | Westport | ** Greens Farms Road |  | Tarpon Towers LLC | monopole
Docket No. 510 | Westport | ** Greens Farms Road | Verizon | Tarpon Towers LLC | monopole | 121 | 124
| Westport | ** Greens Farms Road | DISH | Tarpon Towers LLC | monopole | 100 | 124 | yes
Docket No. 139 | Wethersfield | *** Great Meadow Road | BAM | Putnam Park Office Bldg. | rooftop | 102 | 105
| Wethersfield | *** Great Meadow Road | BAM | Putnam Park Office Bldg. | rooftop | 115 | 105
| Wethersfield | *** Great Meadow Road | Verizon | Putnam Park Office Bldg. | rooftop | 102 | 105
| Wethersfield | *** Great Meadow Road | Verizon | Putnam Park Office Bldg. | rooftop | 102 | 105
| Wethersfield | *** Great Meadow Road | Verizon | Putnam Park Office Bldg. | rooftop | 102 | 105
| Wethersfield | *** Great Meadow Road | Verizon | Putnam Park Office Bldg. | rooftop | 102 | 105
| Wethersfield | *** Great Meadow Road | Verizon | Putnam Park Office Bldg. | rooftop | 102 | 105
| Wethersfield | *** Great Meadow Road | T-Mobile | Putnam Park Office Bldg. | rooftop | 114 | 105
| Wethersfield | *** Great Meadow Road | Verizon | Putnam Park Office Bldg. | rooftop | 102 | 105
| Wethersfield | *** Great Meadow Road | Verizon | Putnam Park Associates | rooftop | 102 | 105
| Wethersfield | ** Kelleher Court | AT&T | Town of Wethersfield | monopole | 140 | 180
| Wethersfield | ** Kelleher Court | Verizon | Town of Wethersfield | monopole | 130 | 180
| Wethersfield | ** Kelleher Court | Sprint | Town of Wethersfield | monopole | 163.5 | 180
| Wethersfield | ** Kelleher Court | Verizon | Town of Wethersfield | monopole | 130 | 180
| Wethersfield | ** Kelleher Court | Nextel | Town of Wethersfield | monopole | 80 | 180
| Wethersfield | ** Kelleher Court | Cingular | Town of Wethersfield | monopole | 145 | 180
| Wethersfield | ** Kelleher Court | T-Mobile | Town of Wethersfield | monopole | 151 | 180
| Wethersfield | ** Kelleher Court | Pocket (now MetroPCS) | Town of Wethersfield | monopole | 120 | 180
| Wethersfield | ** Kelleher Court | T-Mobile | Town of Wethersfield | monopole | 151 | 180
| Wethersfield | ** Kelleher Court | Clearwire | Town of Wethersfield | monopole | 165 | 180
| Wethersfield | ** Kelleher Court | Verizon | Town of Wethersfield | monopole | 130 | 180
| Wethersfield | ** Kelleher Court | Verizon | Town of Wethersfield | monopole | 130 | 180
| Wethersfield | ** Kelleher Court | AT&T | Town of Wethersfield | monopole | 140 | 180
| Wethersfield | ** Kelleher Court | T-Mobile | Town of Wethersfield | monopole | 151 | 180
| Wethersfield | ** Kelleher Court | Sprint | Town of Wethersfield | monopole | 173 | 180
| Wethersfield | ** Kelleher Court | MetroPCS | Town of Wethersfield | monopole |  | 180
| Wethersfield | ** Kelleher Court | Verizon | Town of Wethersfield | monopole | 130 | 180
| Wethersfield | ** Kelleher Court | T-Mobile | Town of Wethersfield | monopole | 151 | 180
| Wethersfield | ** Kelleher Court | Sprint | Town of Wethersfield | monopole | 174 | 180
| Wethersfield | ** Kelleher Court | AT&T | Town of Wethersfield | monopole | 140 | 180
| Wethersfield | ** Kelleher Court | Verizon | Town of Wethersfield | monopole | 130 | 180
| Wethersfield | ** Kelleher Court | AT&T | Town of Wethersfield | monopole | 140 | 180
| Wethersfield | ** Kelleher Court | AT&T | Town of Wethersfield | monopole | 145 | 180
| Wethersfield | ** Kelleher Court | T-Mobile | Town of Wethersfield | monopole | 151 | 180
| Wethersfield | ** Kelleher Court | T-Mobile | Town of Wethersfield | monopole | 151 | 180
| Wethersfield | ** Kelleher Court | T-Mobile | Town of Wethersfield | monopole | 151 | 180
| Wethersfield | ** Kelleher Court | Sprint | Town of Wethersfield | monopole | 174 | 180
| Wethersfield | ** Kelleher Court | AT&T | Town of Wethersfield | monopole | 145 | 180 | yes
| Wethersfield | ** Kelleher Court | DISH | Town of Wethersfield | monopole | 110 | 180 | yes
| Wethersfield | ** Kelleher Court | AT&T | Town of Wethersfield | monopole |  |  |  | diesel generator | 30-kilowatt
| Wethersfield | *** Silas Deane Highway | Verizon | Wethersfield PD | monopole | 90 | 120
| Wethersfield | *** Silas Deane Highway | Nextel | Wethersfield PD | monopole | 100 | 120
| Wethersfield | *** Silas Deane Highway | Verizon | Wethersfield PD | monopole | 90 | 120
| Wethersfield | *** Silas Deane Highway | Clearwire | Wethersfield PD | monopole | 105 | 120
| Wethersfield | *** Silas Deane Highway | Pocket (now MetroPCS) | Wethersfield PD | monopole | 80 | 120
| Wethersfield | *** Silas Deane Highway | Verizon | Wethersfield PD | monopole | 90 | 120
| Wethersfield | *** Silas Deane Highway | MetroPCS | Wethersfield PD | monopole | 105 | 120
| Wethersfield | *** Silas Deane Highway | MetroPCS | Wethersfield PD | monopole | 105 | 120
| Wethersfield | *** Silas Deane Highway | Verizon | Wethersfield PD | monopole | 90 | 120
| Wethersfield | *** Silas Deane Highway | MetroPCS | Wethersfield PD | monopole | 105 | 120
| Wethersfield | *** Silas Deane Highway | Verizon | Wethersfield PD | monopole | 90 | 120
| Wethersfield | *** Silas Deane Highway | Verizon | Wethersfield PD | monopole | 90 | 120
| Wethersfield | *** Silas Deane Highway | T-Mobile | Wethersfield PD | monopole | 105 | 120
| Wethersfield | ** Wells Road | SNET/SCLP | SNET/SCLP | monopole | 104 | 100
| Wethersfield | ** Wells Road | SNET/SCLP | SNET/SCLP | monopole | 100 | 100
| Wethersfield | ** Wells Road | SNET/Cingular | SCLP | monopole | 107 | 100
| Wethersfield | ** Wells Road | AT&T | SCLP | monopole | 85 | 100
| Wethersfield | ** Wells Road | Cingular | SCLP | monopole | 104 | 100
| Wethersfield | ** Wells Road | T-Mobile | SCLP | monopole | 94 | 100
| Wethersfield | ** Wells Road | Clearwire | SCLP | monopole | 75 | 100
Petition No. 1012 | Wethersfield | ** Wells Road | MetroPCS | SCLP | monopole | 75 | 100
| Wethersfield | ** Wells Road | AT&T | AT&T | monopole | 103.5 | 100
| Wethersfield | ** Wells Road | MetroPCS | AT&T | monopole |  | 100
| Wethersfield | ** Wells Road | T-Mobile | Frontier Communications | monopole | 95 | 100
| Wethersfield | ** Wells Road | AT&T | Frontier Communications | monopole | 104 | 100
| Wethersfield | ** Wells Road | AT&T | Frontier Communications | monopole | 100 | 100
| Wethersfield | ** Wells Road | AT&T | Frontier Communications | monopole | 104 | 100
| Wethersfield | ** Wells Road | T-Mobile | Frontier Communications | monopole | 95 | 100
Petition No. 1521 | Wethersfield | ** Wells Road | AT&T | Everest Infrastructure Partners | Monopole | 105 | 108 | yes
| Wethersfield | ** Wells Road | T-Mobile | Everest Infrastructure Partners | Monopole | 95 | 108 | yes
| Wethersfield | ** Wells Road | DISH | Everest Infrastructure Partners | monopole | 85 | 108 | yes
| Wethersfield | ** Wells Road | T-Mobile | Everest Infrastructure Partners | monopole | 95 | 108 | yes
Petition No. 1128 | Willimantic | *** Main Street | Verizon | Verizon | rooftop | 46 | 46
| Willimantic | ** Windham Street | ECSU | ECSU | monopole |  | 175
| Willimantic | ** Windham Street | Nextel | ECSU | monopole | 140 | 175
Petiton No. 593 | Willimantic | ** Windham Street | Sprint | Sprint (ECSU) | monopole | 147 | 175
| Willimantic | ** Windham Street | Cingular | ECSU | monopole | 137 | 175
| Willimantic | ** Windham Street | T-Mobile | ECSU | monopole | 117 | 175
| Willimantic | ** Windham Street | Nextel | ECSU | monopole | 127 | 175
| Willimantic | ** Windham Street | Cingular | ECSU | monopole | 137 | 175
| Willimantic | ** Windham Street | T-Mobile | ECSU | monopole | 117 | 175
| Willimantic | ** Windham Street | AT&T | ECSU | monopole | 137 | 175
| Willimantic | ** Windham Street | Sprint | ECSU | monopole | 147 | 175
| Willimantic | ** Windham Street | T-Mobile | ECSU | monopole | 117 | 175
| Willimantic | ** Windham Street | Sprint | ECSU | monopole | 147 | 175
| Willimantic | ** Windham Street | AT&T | ECSU | monopole | 138 | 175
| Willimantic | ** Windham Street | T-Mobile | ECSU | monopole | 117 | 175
| Willimantic | ** Windham Street | AT&T | ECSU | monopole | 138 | 175
| Willimantic | ** Windham Street | AT&T | ECSU | monopole | 138 | 175
| Willimantic | ** Windham Street | AT&T | ECSU | monopole | 137 | 175
| Willimantic | ** Windham Street | T-Mobile | ECSU | monopole | 117 | 175
| Willimantic | ** Windham Street | T-Mobile | ECSU | monopole | 117 | 175 | yes
| Willimantic | ** Windham Street | AT&T | ECSU | monopole | 137 | 175 | yes
Docket No. 43 | Willimantic | South Street | Tele-Media | Tele-Media | guyed-lattice | 115 | 120
| Willimantic | South Street | Crown Media | Crown Media | guyed-lattice |  | 120
| Willimantic (Windham) | ***R Mountain Street | CONN-2 | Nutmeg Broadcasting | guyed-lattice | 185 | 195
| Willimantic (Windham) | ***R Mountain Street | BAM | Nutmeg Broadcasting | guyed-lattice | 193 | 195
| Willimantic (Windham) | ***R Mountain Street | BAM | Nutmeg Broadcasting | guyed-lattice | near base | 195
| Willimantic (Windham) | ***R Mountain Street | Verizon | Nutmeg Broadcasting | self-support lattice |  | 195
| Willimantic (Windham) | ***R Mountain Street | Verizon | Nutmeg Broadcasting | self-support lattice | 180 | 195
| Willimantic (Windham) | ***R Mountain Street | Verizon | Nutmeg Broadcasting | self-support lattice | 185 | 195
| Willimantic (Windham) | ***R Mountain Street | T-Mobile | SBA | self-support lattice | 175 | 195
Petition No. 910 | Willimantic (Windham) | ***R Mountain Street | CL&P | SBA | self-support lattice | var. | 195
| Willimantic (Windham) | ***R Mountain Street | Verizon | SBA | self-support lattice | 185 | 195
| Willimantic (Windham) | ***R Mountain Street | T-Mobile | SBA | self-support lattice | 185 | 195
| Willimantic (Windham) | ***R Mountain Street | Verizon | SBA | self-support lattice |  | 195
| Willimantic (Windham) | ***R Mountain Street | Verizon | SBA | self-support lattice | 185 | 195
| Willimantic (Windham) | ***R Mountain Street | T-Mobile | SBA | self-support lattice | 169 | 195
| Willimantic (Windham) | ***R Mountain Street | T-Mobile | SBA | self-support lattice | 168 | 195
| Willimantic (Windham) | ***R Mountain Street | Verizon | SBA | self-support lattice | 120 | 196
| Willimantic (Windham) | ***R Mountain Street | T-Mobile | SBA | self-support lattice | 168 | 196
| Willimantic (Windham) | ***R Mountain Street | Verizon | SBA | self-support lattice | 120 | 196
| Willington | *** River Road | SCLP | Willington Fire Department | monopole | 112.5 | 110
| Willington | *** River Road | AT&T Wireless | Willington Fire Department | monopole | 92.5 | 110
| Willington | *** River Road | SNET/Cingular | Willington Fire Department | monopole | 110 | 110
| Willington | *** River Road | Cingular/AT&T | Willington Fire Department | monopole |  | 110
| Willington | *** River Road | Pocket (now MetroPCS) | Willington Fire Department | monopole | 92.5 | 110
| Willington | *** River Road | AT&T | Willington Fire Department | monopole | 113 | 110
| Willington | *** River Road | AT&T | Willington Fire Department | monopole | 113 | 110
| Willington | *** River Road | Verizon | Willington Fire Department | monopole | 83 | 110 |  | diesel generator
| Willington | *** River Road | Verizon | Crown Castle | monopole | 83 | 110
| Willington | *** River Road | AT&T | Crown Castle | monopole | 110 | 110
| Willington | *** River Road | T-Mobile | Crown Castle | monopole | 100 | 110 | yes
| Willington | *** River Road | T-Mobile | Crown Castle | monopole | 100 | 110 | yes
| Willington | *** River Road | T-Mobile | Crown Castle | monopole |  |  |  | diesel-generator | 48-kilowatt
| Willington | *** River Road | T-Mobile | Crown Castle | monopole
| Willington | *** River Road | Verizon | Crown Castle | monopole | 83 | 110 | yes
Docket No. 400 | Willington | *** Daleville Road | Verizon | Verizon | monopole | 102 | 105 |  | propane generator | 1,000-gallon capacity
| Willington | *** Daleville Road | Verizon | Verizon | monopole | 102 | 105
| Willington | *** Daleville Road |  | Construction Services Towers | monopole |  | 105
| Willington | *** Daleville Road |  | American Towers LLC | monopole |  | 105
| Willington | *** Daleville Road | DISH | American Towers LLC | monopole | 86 | 105 | yes
Petition No. 1471 | Willington | *** Daleville Road | AT&T | American Towers LLC | monopole | 155 | 160 | yes | propane generator | 15-kilowatt
| Willington | *** Schofield Road | DISH | Tarpon Towers LLC | guyed lattice | 145 | 149 | yes
| Willington | *** Schofield Road | Verizon | Tarpon Towers LLC | guyed lattice | 135 | 149 | yes | diesel generator | 50-kilowatt
Docket No 267 | Willington | ** Turnpike Road | AT&T | Cordless Data Transfer | monopole | 170 | 170
| Willington | ** Turnpike Road | T-Mobile | Cordless Data Transfer | monopole | 159 | 170
| Willington | ** Turnpike Road | Cingular | Cordless Data Transfer | monopole | 170 | 170
| Willington | ** Turnpike Road | Pocket (now MetroPCS) | Cordless Data Transfer | monopole | 149 | 170
| Willington | ** Turnpike Road | AT&T | Cordless Data Transfer | monopole | 170 | 170
| Willington | ** Turnpike Road | T-Mobile | Cordless Data Transfer | monopole | 159 | 170
| Willington | ** Turnpike Road | AT&T | Cordless Data Transfer | monopole | 170 | 170
| Willington | ** Turnpike Road | AT&T | Cordless Data Transfer | monopole | 170 | 170
| Willington | ** Turnpike Road | DISH | Cordless Data Transfer | monopole | 149 | 170 | yes
| Willington | ** Turnpike Road | T-Mobile | Cordless Data Transfer | monopole | 159 | 170 | yes
Docket No. 58 | Willington | ** Cosgrove Road | BAM | BAM | self-support lattice | 140 | 140
| Willington | ** Cosgrove Road | BAM | BAM | self-support lattice | 138 | 140
| Willington | ** Cosgrove Road | BAM/Sprint | BAM | self-support lattice | 125 | 140
| Willington | ** Cosgrove Road | BAM | BAM | self-support lattice | 140 | 140
| Willington | ** Cosgrove Road | BAM/Nextel | BAM | self-support lattice | 115 | 140
| Willington | ** Cosgrove Road | BAM/OMNI | BAM | self-support lattice | 101 | 140
| Willington | ** Cosgrove Road | BAM
| Willington | ** Cosgrove Road | BAM/OMNI | BAM | self-support lattice |  | 140
| Willington | ** Cosgrove Road | Verizon | Verizon | self-support lattice | 138 | 140
| Willington | ** Cosgrove Road | Verizon | Verizon | self-support lattice | 139 | 140
| Willington | ** Cosgrove Road | Pocket (now MetroPCS) | Verizon | self-support lattice | 90 | 140
| Willington | ** Cosgrove Road | Verizon | Crown Castle | self-support lattice | 139 | 140
| Willington | ** Cosgrove Road | Sprint | Crown Castle | self-support lattice |  | 140
| Willington | ** Cosgrove Road | Verizon | Crown Castle | self-support lattice | 139 | 140
| Willington | ** Cosgrove Road | T-Mobile | Crown Castle | self-support lattice | 101 | 140
| Willington | ** Cosgrove Road | Sprint | Crown Castle | self-support lattice | 125 | 140
| Willington | ** Cosgrove Road | T-Mobile | Crown Castle | self-support lattice | 102 | 140
| Willington | ** Cosgrove Road | DISH | Crown Castle | self-support lattice | 114 | 140 | yes
| Willington | ** Cosgrove Road | T-Mobile | Crown Castle | self-support lattice | 102 | 140 | yes
| Willington | ** Cosgrove Road | Verizon | Crown Castle | self-support lattice
Docket No. 429 | Willington | Tolland Turnpike | AT&T | AT&T | monopole | 157 | 160 |  | diesel generator | 48-hour capacity
| Willington | Tolland Turnpike | AT&T | AT&T | monopole | 157 | 160
| Willington | Tolland Turnpike | DISH | AT&T | monopole | 135 | 160 | yes
Docket No. 94 | Wilton | *** Mather Street | BAM | BAM | self-support lattice | 180 | 180
| Wilton | *** Mather Street | BAM/SCLP | BAM | self-support lattice | 138'-157'agl | 180
| Wilton | *** Mather Street | BAM | BAM | self-support lattice |  | 180
| Wilton | *** Mather Street | BAM | BAM | self-support lattice | 178 | 180
| Wilton | *** Mather Street | BAM/Nextel | BAM | self-support lattice | 180 | 180
| Wilton | *** Mather Street | BAM/OMNI | BAM | self-support lattice | 96 | 180
| Wilton | *** Mather Street | BAM/Sprint | BAM | self-support lattice | 142 | 180
| Wilton | *** Mather Street | BAM
| Wilton | *** Mather Street | AT&T Wireless | BAM | self-support lattice | 173 | 180
| Wilton | *** Mather Street | AT&T Wireless
| Wilton | *** Mather Street | Nextel | Crown | self-support lattice | 180 | 180
| Wilton | *** Mather Street | Cingular | Crown | self-support lattice | 138 | 180
| Wilton | *** Mather Street | T-Mobile | Crown | self-support lattice | 96 | 180
| Wilton | *** Mather Street | AT&T Wireless | Crown | self-support lattice |  | 180
| Wilton | *** Mather Street | Verizon | Crown | self-support lattice | 153 | 180
| Wilton | *** Mather Street | AT&T Wireless | Crown | self-support lattice |  | 180
| Wilton | *** Mather Street | Cingular | Crown | self-support lattice | 150 | 180
| Wilton | *** Mather Street | Cingular/AT&T | Crown | self-support lattice |  | 180
| Wilton | *** Mather Street | Cingular | Crown | self-support lattice | 150 | 180
| Wilton | *** Mather Street | MetroPCS | Crown | self-support lattice | 169 | 180
| Wilton | *** Mather Street | Verizon | Crown | self-support lattice | 160 | 180
| Wilton | *** Mather Street | AT&T | Crown | self-support lattice | 153 | 180
| Wilton | *** Mather Street | Sprint | Crown Castle | self-support lattice | 144 | 180
| Wilton | *** Mather Street | Verizon | Crown Castle | self-support lattice | 163 | 180
| Wilton | *** Mather Street | T-Mobile | Crown Castle | self-support lattice | 93 | 180
| Wilton | *** Mather Street | Sprint | Crown Castle | self-support lattice | 143 | 180
| Wilton | *** Mather Street | T-Mobile | Crown Castle | self-support lattice | 93 | 180
| Wilton | *** Mather Street | Verizon | Crown Castle | self-support lattice | 163 | 180
| Wilton | *** Mather Street | Verizon | Crown Castle | self-support lattice | 163 | 180
| Wilton | *** Mather Street | Sprint | Crown Castle | self-support lattice | 143 | 180
| Wilton | *** Mather Street | Verizon | Crown Castle | self-support lattice | 166 | 180
| Wilton | *** Mather Street | AT&T | Crown Castle | self-support lattice | 151 | 180
| Wilton | *** Mather Street | Verizon | Crown Castle | self-support lattice | 166 | 180
| Wilton | *** Mather Street | T-Mobile | Crown Castle | self-support lattice | 93 | 180
| Wilton | *** Mather Street | Verizon | Crown Castle | self-support lattice | 166 | 180
| Wilton | *** Mather Street | AT&T | Crown Castle | self-support lattice | 154 | 180
| Wilton | *** Mather Street | Verizon | Crown Castle | self-support lattice |  | 180
Petition No. 1528 | Wilton | *** Mather Street | DiSH | Crown Castle | self-support lattice | 170 | 180 | yes
| Wilton | *** Mather Street | Verizon | Crown Castle | self-support lattice |  | 180
Petition No. 395 | Wilton | ** Old Danbury Road | Omni | CL&P | utility pole | 98.66 | 90
| Wilton | ** Old Danbury Road | T-Mobile (VoiceStream) | CL&P | utility pole | 98.66 | 90
Petition No. 395A | Wilton | ** Old Danbury Road | T-Mobile | Eversource | utility pole | 119 | 124
| Wilton | ** Old Danbury Road | T-Mobile | Eversource | utility pole | 119 | 124
Docket No. 308 | Wilton | *** Deer Run Road | Cingular | Optasite | self-support lattice | 110 | 120
Docket No. 308 | Wilton | *** Deer Run Road | Cummulas Broadcasting | Optasite | self-support lattice | 53;57 | 120
Docket No. 308 | Wilton | *** Deer Run Road | Honeywell International | Optasite | self-support lattice | 71 | 120
Docket No. 308 | Wilton | *** Deer Run Road | Metrocall | Optasite | self-support lattice | various | 120
Docket No. 308 | Wilton | *** Deer Run Road | Sprint Nextel | Optasite | self-support lattice | 88 | 120
Docket No. 308 | Wilton | *** Deer Run Road | T-Mobile | Optasite | self-support lattice | 120 | 120
Docket No. 308 | Wilton | *** Deer Run Road | Town of Wilton | Optasite | self-support lattice | 105 | 120
Docket No. 308 | Wilton | *** Deer Run Road | Velocita Wireless | Optasite | self-support lattice | 94 | 120
Docket No. 308 | Wilton | *** Deer Run Road | Verizon | Optasite | self-support lattice | 100 | 120
Docket No. 308 | Wilton | *** Deer Run Road | Verizon Messaging Svcs | Optasite | self-support lattice | various | 120
| Wilton | *** Deer Run Road |  | SBA | self-support lattice |  | 120
| Wilton | *** Deer Run Road | AT&T | SBA | self-support lattice | 110 | 120
| Wilton | *** Deer Run Road | Verizon | SBA | self-support lattice | 100 | 120
| Wilton | *** Deer Run Road | T-Mobile | SBA | self-support lattice | 118 | 120
| Wilton | *** Deer Run Road | T-Mobile | SBA | self-support lattice | 118 | 120
| Wilton | *** Deer Run Road | Verizon | SBA | self-support lattice | 98 | 120
| Wilton | *** Deer Run Road | T-Mobile | SBA | self-support lattice
| Wilton | *** Deer Run Road | AT&T | SBA | self-support lattice | 110 | 120
| Wilton | *** Deer Run Road | AT&T | SBA | self-support lattice | 110 | 120
| Wilton | *** Deer Run Road | Verizon | SBA | self-support lattice | 98 | 120
Petition No. 1133 | Wilton | *** Deer Run Road | Westport Broadcasting Co, LLC | SBA | self-support lattice | 123, 130 | 120 | NA | diesel generator | 50-kilowatt
| Wilton | *** Deer Run Road | Verizon | SBA | self-support lattice | 98 | 120
| Wilton | ** */* Richdale Drive | Nextel | Richard Knapp | wood pole | 60 | 71
| Wilton | ** */* Richdale Drive | Nextel/Sprint | Richard Knapp | wood pole | 67 | 71
| Wilton | ** */* Richdale Drive | Sprint | Richard Knapp | wood pole | 67 | 71
Petition No. 501 | Wilton | ** Cannon Road | AT&T Wireless | CL&P | utility pole | 105 | 100
| Wilton | ** Cannon Road | AT&T Wireless | CL&P | utility pole | 105 | 100
| Wilton | ** Cannon Road | AT&T Wireless | CL&P | utility pole |  | 100
| Wilton | ** Cannon Road | Cingular | CL&P | utility pole | 103 | 100
Petition No. 501A | Wilton | ** Cannon Road | AT&T | CL&P | utility pole | 105 | 100
Petition No. 455 | Wilton | *** Danbury Road | AT&T Wireless | CL&P | utility pole | 101 | 96
| Wilton | *** Danbury Road | AT&T Wireless | CL&P | utility pole | 101 | 96
| Wilton | *** Danbury Road | AT&T Wireless | CL&P | utility pole |  | 96
| Wilton | *** Danbury Road | AT&T Wireless | CL&P | utility pole |  | 96
| Wilton | *** Danbury Road | Cingular | CL&P | utility pole | 99 | 96
| Wilton | *** Danbury Road | AT&T | CL&P | utility pole | 99 | 96
Petition No. 455A | Wilton | *** Danbury Road | AT&T | Eversource | utility pole | 128 | 131
| Wilton | *** Danbury Road | AT&T | CL&P | utility pole |  |  |  | diesel generator | 20-kilowatt
Petition No. 74 | Wilton | ** Fenwood Lane | DPS | DPS | monopole | 115 | 180
Docket No. 128 | Wilton | ** Fenwood Lane | DPS/SNET | DPS | self-support lattice | 135 - 175 | 180
| Wilton | ** Fenwood Lane | DPS | DPS | self-support lattice | 180 | 180
| Wilton | ** Fenwood Lane | Nextel | DPS | self-support lattice | 105 | 180
| Wilton | ** Fenwood Lane | Sprint | DPS | self-support lattice | 105 | 180
| Wilton | ** Fenwood Lane | Omni | DPS | self-support lattice | 120 | 180
| Wilton | ** Fenwood Lane | AT&T Wireless | DPS | self-support lattice | 165 | 180
| Wilton | ** Fenwood Lane | AT&T Wireless | DPS | self-support lattice |  | 180
| Wilton | ** Fenwood Lane | Cingular | DPS | self-support lattice | 135 - 175 | 180
| Wilton | ** Fenwood Lane | T-Mobile (VoiceStream) | DPS | self-support lattice | 120 | 180
| Wilton | ** Fenwood Lane | AT&T Wireless | DPS | self-support lattice |  | 180
| Wilton | ** Fenwood Lane | Cingular | DPS | self-support lattice | 164 | 180
| Wilton | ** Fenwood Lane | AT&T | DPS | self-support lattice | 163 | 180
| Wilton | ** Fenwood Lane | Sprint | DPS | self-support lattice | 106 | 180
| Wilton | ** Fenwood Lane | CL&P | DPS | self-support lattice | 120 | 180
| Wilton | ** Fenwood Lane | AT&T | DPS | self-support lattice |  | 180 |  | generator
| Wilton | ** Fenwood Lane | T-Mobile | DPS | self-support lattice | 122 | 180
| Wilton | ** Fenwood Lane | Sprint | DPS | self-support lattice | 106 | 180
| Wilton | ** Fenwood Lane | AT&T | DPS | self-support lattice | 163 | 180
| Wilton | ** Fenwood Lane | T-Mobile | DPS | self-support lattice | 122 | 180
| Wilton | ** Fenwood Lane | AT&T | DPS | self-support lattice | 163 | 180
| Wilton | ** Fenwood Lane | Sprint | DPS | self-support lattice | 105 | 180
| Wilton | ** Fenwood Lane | T-Mobile | DPS | self-support lattice | 122 | 180
| Wilton | ** Fenwood Lane | Eversource | DPS | self-support lattice | 116135 | 180
| Wilton | *** Danbury Road | Cingular | Remo Tartaglia (T-Mobile?) | monopole | 76 | 90
| Wilton | *** Danbury Road | AT&T | Remo Tartaglia (T-Mobile?) | monopole | 76 | 90
| Wilton | *** Danbury Road | T-Mobile | Crown Castle | monopole | 85 | 90
| Wilton | *** Danbury Road | AT&T | Crown Castle | monopole | 76 | 90 | yes
Petition No. 419 | Wilton | Chestnut Hill Road | Omni | CL&P | utility pole | 107 | 100
| Wilton | Chestnut Hill Road | T-Mobile (VoiceStream) | CL&P | utility pole | 107 | 100
| Wilton | Chestnut Hill Road | T-Mobile | Eversource | utility pole | 97 | 91
| Wilton | Chestnut Hill Road | T-Mobile | Eversource | utility pole | 97 | 91
| Wilton | Chestnut Hill Road | T-Mobile | Eversource | utility pole | 120 | 136 | yes
Petition No. 1567 | Wilton | Pimpewaug Road | AT&T | Eversource | utility pole | 132 | 136 | yes | diesel generator | 20-kilowatt
Petition No. 398 | Wilton | Pimpewaug Road | Omni | CL&P | utility pole | 112 | 105
| Wilton | Pimpewaug Road | Omni | CL&P |  |  | 105
| Wilton | Pimpewaug Road | T-Mobile (VoiceStream) | CL&P |  | 112 | 105
| Wilton | Pimpewaug Road | T-Mobile | Eversource | utility pole | 132 | 125
Docket No. 515 | Wilton | *** School Road | Verizon | Verizon | monopole | 120 | 123 | yes | propane generator | 50-kW
| Wilton | *** School Road | Verizon | The Towers, LLC | monopole |  | 123
| Wilton | *** School Road | Verizon | The Towers, LLC | monopole | 110 | 123 | yes | diesel generator | 48-kilowatt
Petition No. 1134 | Wilton | Rivergate Drive | AT&T | CL&P | utility pole | 100 | 91 |  | diesel generator | 50 kW
Petition No. 1134A | Wilton | Rivergate Drive | AT&T | CL&P | utility pole | 103 | 91
Docket No. 138 | Winchester | *** Oakdale Avenue | SNET Cellular | SNET Cellular | monopole | 180 | 180
| Winchester | *** Oakdale Avenue | SCLP | SNET Cellular | monopole | 192.6 | 180
| Winchester | *** Oakdale Avenue | LAC | SCLP | monopole | 150 | 180
| Winchester | *** Oakdale Avenue | Sprint, CT State Police | SCLP | monopole | * | 180
| Winchester | *** Oakdale Avenue | AT&T Wireless | SCLP | monopole | 150 | 180
| Winchester | *** Oakdale Avenue | SNET/Cingular | SCLP | monopole | 184 | 180
| Winchester | *** Oakdale Avenue | AT&T Wireless | SCLP | monopole |  | 180
| Winchester | *** Oakdale Avenue | Verizon | American Tower | monopole | 125 | 180
| Winchester | *** Oakdale Avenue | Verizon | American Tower | monopole | 125 | 180
| Winchester | *** Oakdale Avenue | T-Mobile | American Tower | monopole | 166 | 180
| Winchester | *** Oakdale Avenue | Pocket (now MetroPCS) | American Tower | monopole | 105 | 180
| Winchester | *** Oakdale Avenue | Cingular | American Tower | monopole | 187 | 180
| Winchester | *** Oakdale Avenue | Verizon | American Tower | monopole | 125 | 180
| Winchester | *** Oakdale Avenue | Sprint | American Tower | monopole | 131 | 180
| Winchester | *** Oakdale Avenue | AT&T | American Tower | monopole | 147 | 180
| Winchester | *** Oakdale Avenue | CL&P | American Tower | monopole | 95 | 180
| Winchester | *** Oakdale Avenue | Verizon | American Tower | monopole | 125 | 180
| Winchester | *** Oakdale Avenue | T-Mobile | American Tower | monopole | 166 | 180
| Winchester | *** Oakdale Avenue | Sprint | American Tower | monopole | 134 | 180
| Winchester | *** Oakdale Avenue | AT&T | American Tower | monopole | 184 | 180
| Winchester | *** Oakdale Avenue | AT&T | American Tower | monopole | 184 | 180
| Winchester | *** Oakdale Avenue | Verizon | American Tower | monopole | 125 | 180
| Winchester | *** Oakdale Avenue | T-Mobile | American Tower | monopole | 166 | 180
| Winchester | *** Oakdale Avenue | AT&T | American Tower | monopole | 184 | 180
| Winchester | *** Oakdale Avenue | Verizon | American Tower | monopole | 125 | 180
| Winchester | *** Oakdale Avenue | T-Mobile | American Tower | monopole | 166 | 180
| Winchester | *** Oakdale Avenue | AT&T | American Tower | monopole | 184 | 180
| Winchester | *** Oakdale Avenue | T-Mobile | American Tower | monopole | 166 | 180
| Winchester | *** Oakdale Avenue | Verizon | American Tower | monopole | 125 | 180 | yes
Docket No. 361 | Winchester | ** Norfolk Road | Verizon | Verizon | monopole | 150 | 150
| Winchester | ** Norfolk Road | Verizon | Verizon | monopole | 150 | 150
| Winchester | ** Norfolk Road | AT&T | Verizon | monopole | 137 | 150 |  | diesel generator | 15-kilowatt
| Winchester | ** Norfolk Road | T-mobile | Verizon | monopole | 127 | 150 | yes | diesel generator | 48-kilowatt
| Winchester | *** Platt Hill Road | Nextel | AT&T Long Lines | self-support lattice | 242 | 240
| Winchester | *** Platt Hill Road | Sprint | Marcus Group | self-support lattice | 220 | 240
| Winchester | *** Platt Hill Road | Sprint | American Tower | self-support lattice | 196 | 240
| Winchester | *** Platt Hill Road |  | American Tower | self-support lattice |  | 240 |  | diesel generator
| Winchester | *** Platt Hill Road | Sprint | American Tower | self-support lattice | 196 | 240
| Winchester | *** Platt Hill Road | DISH | American Tower | self-support lattice | 154 | 240
| Winchester | *** Platt Hill Road | AT&T | American Tower | self-support lattice | 170 | 240 | yes | diesel generator | 30-kilowatt
Docket No. 18 | Winchester/Wnstd | Route ***,Winchester Road | Pegasus CT | Pegasus CT | self-support lattice | 6 towers 90-120' | 100
| Windham | ***R Mountian Street | Eversource | SBA | self-support lattice | 155, 163 | 196
| Windham | ***R Mountian Street | Verizon | SBA | self-support lattice | 120 | 196 | yes
| Windham | ***R Mountian Street | Eversource | SBA | self-support lattice | 155, 163 | 196
| Windham | ***R Mountian Street | DISH | SBA | self-supporting lattice tower | 107 | 196 | yes
| Windham | ***R Mountian Street | Verizon | SBA | self-support lattice | 120 | 196
| Windham | ***R Mountian Street | T-Mobile | SBA | self-support lattice | 168 | 196 | yes
Docket No. 275 | Windham | ** North Ridge Road | AT&T | AT&T | monopole | 88 | 89
| Windham | ** North Ridge Road | Verizon | AT&T | monopole | 78 | 89
| Windham | ** North Ridge Road | AT&T | AT&T | monopole | 85 | 89
| Windham | ** North Ridge Road | Verizon | Crown Castle | monopole | 79 | 89
| Windham | ** North Ridge Road | AT&T | Crown Castle | monopole |  | 89 |  | diesel generator
| Windham | ** North Ridge Road | AT&T | Crown Castle | monopole | 87 | 89
| Windham | ** North Ridge Road | Verizon | Crown Castle | monopole | 77 | 89
| Windham | ** North Ridge Road | AT&T | Crown Castle | monopole | 84 | 88.7
| Windham | ** North Ridge Road | AT&T | Crown Castle | monopole | 84 | 88.7
| Windham | ** North Ridge Road | DISH | Crown Castle | monopole | 66 | 88.7 | yes
| Windham | ** North Ridge Road | Verizon | Crown Castle | monopole | 77 | 89 | yes
| Windham | ** North Ridge Road | T-Mobile | Crown Castle | monopole | 64 | 89 | yes | diesel generator | 48_kW
| Windham | *** Windham Center Road | Verizon | SBA | monopole | 180 | 180
| Windham | *** Windham Center Road | SNET/Cingular | SBA | monopole | 147 | 180
| Windham | *** Windham Center Road | AT&T | SBA | monopole | 157 | 180
| Windham | *** Windham Center Road | Nextel | SBA | monopole | 167 | 180
| Windham | *** Windham Center Road | Cingular/AT&T | SBA | monopole | 157 | 180
| Windham | *** Windham Center Road | Cingular | SBA | monopole | 147 | 180
| Windham | *** Windham Center Road | Verizon | SBA | monopole | 178 | 180
| Windham | *** Windham Center Road | AT&T | SBA | monopole | 147 | 180
| Windham | *** Windham Center Road | Sprint | SBA | monopole | 167 | 180
| Windham | *** Windham Center Road | Sprint | SBA | monopole | 167 | 180
| Windham | *** Windham Center Road | Sprint | SBA | monopole | 167 | 180
| Windham | *** Windham Center Road | DISH | SBA | monopole | 110 | 180 | yes
| Windham | *** Windham Center Road | AT&T | SBA | monopole | 147 | 180 |  | diesel generator | 30Kw
| Windham | *** Windham Center Road | AT&T | SBA | monopole | 147 | 180
Petition No. 1166 | Windsor | **** Kennedy Road | Verizon | Verizon | rooftop | 28 | 29
| Windsor | **** Matianuck Avenue | Cingular | Cingular | monopole | 97 | 110
| Windsor | **** Matianuck Avenue | Clearwire | Cingular | monopole | 87 | 110
| Windsor | **** Matianuck Avenue | AT&T | Cingular | monopole | 97 | 110
| Windsor | **** Matianuck Avenue | AT&T | Crown Castle | monopole | 97 | 100
| Windsor | **** Matianuck Avenue | T-Mobile | Crown Castle | monopole | 87 | 100 | yes | diesel generator | 50-kilowatt
| Windsor | *** East Barber Street | T-Mobile | Amtrak | monopole | 120 | 120
| Windsor | *** East Barber Street | T-Mobile | Amtrak | monopole | 120 | 120
| Windsor | *** East Barber Street | T-Mobile | Amtrak | monopole | 120 | 120
| Windsor | *** East Barber Street | T-Mobile | Amtrak | monopole | 120 | 120 | yes
| Windsor | *** Bloomfield Avenue | T-Mobile | AT&T | monopole | 143 | 148
| Windsor | *** Bloomfield Avenue | Verizon | AT&T | monopole | 128 | 148
| Windsor | *** Bloomfield Avenue | Cingular | AT&T | monopole | 151 | 148
| Windsor | *** Bloomfield Avenue | T-Mobile | AT&T | monopole | 143 | 148
| Windsor | *** Bloomfield Avenue | Clearwire | AT&T | monopole | 130 | 148
| Windsor | *** Bloomfield Avenue | Verizon | AT&T | monopole | 120 | 148
| Windsor | *** Bloomfield Avenue | Verizon | AT&T | monopole |  | 148 |  | natural gas generator
| Windsor | *** Bloomfield Avenue | AT&T | Town of Windsor/AT&T | monopole | 148 | 148
| Windsor | *** Bloomfield Avenue | Sprint | Town of Windsor/AT&T | monopole | 110 | 148
| Windsor | *** Bloomfield Avenue | T-Mobile | Crown Castle | monopole | 142 | 148
| Windsor | *** Bloomfield Avenue | Sprint | Crown Castle | monopole | 110 | 148
| Windsor | *** Bloomfield Avenue | Verizon | Crown Castle | monopole | 127 | 148
| Windsor | *** Bloomfield Avenue | T-Mobile | Crown Castle | monopole | 142 | 148
| Windsor | *** Bloomfield Avenue | Verizon | Crown Castle | monopole | 127 | 148
| Windsor | *** Bloomfield Avenue | AT&T | Crown Castle | monopole |  |  |  | natural gas generator | 25kw
| Windsor | *** Bloomfield Avenue | AT&T | Crown Castle | monopole |  |  |  | natural gas generator | 35kw
| Windsor | *** Bloomfield Avenue | Verizon | Crown Castle | monopole | 127 | 148
| Windsor | *** Bloomfield Avenue | Verizon | Crown Castle | monopole | 127 | 148
Petition No. 1491 | Windsor | *** Bloomfield Avenue | DISH | Crown Castle | monopole | 99 | 148 | yes
| Windsor | *** Bloomfield Avenue | AT&T | Town of Windsor/AT&T | monopole | 148 | 148 | yes
| Windsor | *** Broad Street | SNET/SCLP | SNET/SCLP | monopole | 104 | 100
| Windsor | *** Broad Street | SCLP | SCLP | monopole | 100 | 100
| Windsor | *** Broad Street | SNET/Cingular | SCLP | monopole | 103 | 100
| Windsor | *** Broad Street | AT&T | SNET | monopole | 91 | 100
| Windsor | *** Broad Street | T-Mobile | SNET | monopole | 94 | 100
| Windsor | *** Broad Street | Cingular | SNET | monopole | 100 | 100
| Windsor | *** Broad Street | Pocket (now MetroPCS) | SNET | monopole | 74 | 100
| Windsor | *** Broad Street | T-Mobile | SNET | monopole | 94 | 100
| Windsor | *** Broad Street | Clearwire | SNET | monopole | 64 | 100
| Windsor | *** Broad Street | Windsor | SNET | monopole | 103 | 100
| Windsor | *** Broad Street | MetroPCS | AT&T | monopole |  | 100
| Windsor | *** Broad Street | T-Mobile | AT&T | monopole | 94 | 100
| Windsor | *** Broad Street | AT&T | AT&T | monopole | 100 | 100
| Windsor | *** Broad Street | T-Mobile | AT&T | monopole | 94 | 100
Petition No. 1481 | Windsor | *** Broad Street | T-Mobile | AT&T | monopole |  |  |  | diesel generator | 25-kilowatt
| Windsor | *** Broad Street | T-Mobile | AT&T | monopole | 94 | 100
| Windsor | *** Hayden Station Road | Omni | Sprint | monopole | 75 | 85
| Windsor | *** Hayden Station Road | AT&T Wireless | Sprint | monopole | 98 | 96
| Windsor | *** Hayden Station Road | AT&T Wireless | Sprint | monopole | - | 96
| Windsor | *** Hayden Station Road | Omnipoint/VoiceStream | Sprint | monopole | 73 | 96
| Windsor | *** Hayden Station Road | T-Mobile (VoiceStream) | Sprint | monopole | 73 | 96
| Windsor | *** Hayden Station Road | AT&T Wireless | Sprint | monopole |  | 96
| Windsor | *** Hayden Station Road | Cingular | Sprint | monopole | 92 | 96
| Windsor | *** Hayden Station Road | T-Mobile | Sprint | monopole | 73 | 96
| Windsor | *** Hayden Station Road | Clearwire | Sprint | monopole | 82 | 96
| Windsor | *** Hayden Station Road | AT&T | Crown Castle | monopole | 82 | 96
| Windsor | *** Hayden Station Road | Sprint | Crown Castle | monopole | 83 | 96
| Windsor | *** Hayden Station Road | Sprint | Crown Castle | monopole | 83 | 96
| Windsor | *** Hayden Station Road | T-Mobile | Crown Castle | monopole | 75 | 96
| Windsor | *** Hayden Station Road | AT&T | Crown Castle | monopole | 92 | 96
| Windsor | *** Hayden Station Road | T-Mobile | Crown Castle | monopole | 73 | 96
| Windsor | *** Hayden Station Road | AT&T | Crown Castle | monopole | 92 | 96
| Windsor | *** Hayden Station Road | AT&T | Crown Castle | monopole | 92 | 96
| Windsor | *** Hayden Station Road | AT&T | Crown Castle | monopole | 92 | 96 | yes
| Windsor | *** Hayden Station Road | Dish | Crown Castle | monopole | 65 | 96 | yes
| Windsor | *** Hayden Station Road | T-Mobile | Crown Castle | monopole | 73 | 96 | yes
| Windsor | *** Hayden Station Road | AT&T | Crown Castle | monopole |  | 96 | yes
| Windsor | *** Hayden Station Road | Verizon | Crown Castle | monopole | 50 | 96 | yes
Docket No. 496 | Windsor | *** Prospect Hill Road | T-Mobile | Tarpon | monopole | 130 | 135 | yes | diesel generator | 25-kilowatt
Docket No. 496 | Windsor | *** Prospect Hill Road | T-Mobile | Tarpon | monopole
| Windsor | *** Prospect Hill Road | DISH | Tarpon | monopole | 115 | 135 | yes
| Windsor | *** Prospect Hill Road | Verizon | Tarpon | monopole | 105 | 135 | yes | diesel generator | 50-kW
Docket No. 58 | Windsor | *** Pigeon Hill Road | BAM | BAM | self-support lattice | 160 | 160
| Windsor | *** Pigeon Hill Road | BAM | BAM | self-support lattice | 130 | 160
| Windsor | *** Pigeon Hill Road | BAM/Windsor Town of | BAM | self-support lattice | 125,90,75,110 | 160
| Windsor | *** Pigeon Hill Road | BAM | BAM | self-support lattice | 158 | 160
| Windsor | *** Pigeon Hill Road | BAM | BAM | self-support lattice | 108 | 160
| Windsor | *** Pigeon Hill Road | BAM | BAM | self-support lattice | 72 | 160
| Windsor | *** Pigeon Hill Road | BAM | BAM | self-support lattice | 95 | 160
| Windsor | *** Pigeon Hill Road | BAM | BAM | self-support lattice | 95 | 160
| Windsor | *** Pigeon Hill Road | BAM | BAM | self-support lattice | 95agl | 160
| Windsor | *** Pigeon Hill Road | BAM | BAM | self-support lattice | 155 | 160
| Windsor | *** Pigeon Hill Road | BAM | BAM | self-support lattice | 40 | 160
| Windsor | *** Pigeon Hill Road | BAM | BAM | self-support lattice | 40 | 160
| Windsor | *** Pigeon Hill Road | BAM | BAM | self-support lattice | 160 | 160
| Windsor | *** Pigeon Hill Road | VoiceStream | Crown Media | self-support lattice | 145 | 160
| Windsor | *** Pigeon Hill Road | SCLP | Verizon | self-support lattice | 169 | 160
| Windsor | *** Pigeon Hill Road | Cellco/Verizon | Cellco | self-support lattice |  | 160
| Windsor | *** Pigeon Hill Road | T-Mobile (VoiceStream) | Cellco | self-support lattice | 145 | 160
| Windsor | *** Pigeon Hill Road | Cingular | Cellco/Crown Castle | self-support lattice | 169 | 160
| Windsor | *** Pigeon Hill Road | Verizon | Cellco/Crown Castle | self-support lattice |  | 160 |  | generator
| Windsor | *** Pigeon Hill Road | Verizon | Cellco/Crown Castle | self-support lattice | 158 | 160
| Windsor | *** Pigeon Hill Road | Verizon | Cellco/Crown Castle | self-support lattice |  | 160 |  | generator
| Windsor | *** Pigeon Hill Road | Verizon | Cellco/Crown Castle | self-support lattice | 155 | 160
| Windsor | *** Pigeon Hill Road | T-Mobile | Cellco/Crown Castle | self-support lattice | 145 | 160
| Windsor | *** Pigeon Hill Road | Verizon | Cellco/Crown Castle | self-support lattice | 156 | 160
| Windsor | *** Pigeon Hill Road | Cingular/AT&T | Cellco/Crown Castle | self-support lattice | 169 | 160
| Windsor | *** Pigeon Hill Road | Verizon | Cellco | self-support lattice | 156 | 160
| Windsor | *** Pigeon Hill Road | AT&T | Cellco | self-support lattice |  | 160 |  | diesel generator
| Windsor | *** Pigeon Hill Road | Verizon | Cellco | self-support lattice | 156 | 160
| Windsor | *** Pigeon Hill Road | Verizon | Cellco | self-support lattice | 155 | 160
| Windsor | *** Pigeon Hill Road | AT&T | Cellco | self-support lattice | 160 | 160
| Windsor | *** Pigeon Hill Road | T-Mobile | Cellco | self-support lattice | 145 | 160
| Windsor | *** Pigeon Hill Road | AT&T | Cellco | self-support lattice | 169 | 160
| Windsor | *** Pigeon Hill Road | Verizon | Cellco/Crown Castle | self-support lattice | 155 | 160
| Windsor | *** Pigeon Hill Road | AT&T | Cellco | self-support lattice | 160 | 160 | yes
| Windsor | *** Pigeon Hill Road | Verizon | Cellco/Crown Castle | self-support lattice | 155 | 160 | na
Petition No. 371 | Windsor | *** Windsor Avenue | Sprint | CL&P | utility pole | 123 | 110
| Windsor | *** Windsor Avenue | Sprint | CL&P | utility pole | 131 | 116
| Windsor | *** Windsor Avenue | Sprint | CL&P | utility pole | 123 | 116
| Windsor | ** Pine Lane | Cingular | AT&T | monopole | 130 | 150
| Windsor | ** Pine Lane | Nextel | Town of Windsor | monopole | 80 | 150
| Windsor | ** Pine Lane | Cingular | Town of Windsor | monopole | 150 | 150
| Windsor | ** Pine Lane | Cingular/AT&T | Town of Windsor | monopole | 130 | 150
| Windsor | ** Pine Lane | Pocket (now MetroPCS) | Town of Windsor | monopole | 120 | 150
| Windsor | ** Pine Lane | Clearwire | Town of Windsor | monopole | 110 | 150
| Windsor | ** Pine Lane | AT&T | Town of Windsor/AT&T | monopole | 110 | 150
| Windsor | ** Pine Lane | MetroPCS | Town of Windsor/AT&T | monopole |  | 150
| Windsor | ** Pine Lane | AT&T | Town of Windsor/AT&T | monopole |  | 150 |  | diesel generator
| Windsor | ** Pine Lane | AT&T | Town of Windsor/AT&T | monopole | 130 | 150
| Windsor | ** Pine Lane | EyeTower | Crown Castle | monopole | 85/83/78 | 150 |  | diesel generator | 15 kW
| Windsor | ** Pine Lane | AT&T | Crown Castle | monopole | 130 | 150
| Windsor | ** Pine Lane | AT&T | Crown Castle | monopole | 130 | 150
| Windsor | ** Pine Lane | Sprint | Crown Castle | monopole
| Windsor | ** Pine Lane | AT&T | Crown Castle | monopole | 130 | 150
| Windsor | ** Pine Lane | DISH | Crown Castle | monopole | 98 | 150 | yes
| Windsor | ** Pine Lane | AT&T | Crown Castle | monopole | 130 | 150 | yes
| Windsor | ** Pine Lane | AT&T | Crown Castle | monopole |  | 150 |  | diesel generator | 50-kW
Docket No. 137 | Windsor | *** Matianuck Avenue | BAM | BAM | monopole | 100 | 100
| Windsor | *** Matianuck Avenue | BAM | BAM | monopole | 100 | 100
| Windsor | *** Matianuck Avenue | BAM | BAM | monopole | 100 | 100
| Windsor | *** Matianuck Avenue | BAM
| Windsor | *** Matianuck Avenue | BAM | Crown | monopole | 100 | 100
| Windsor | *** Matianuck Avenue | Verizon | Crown | monopole | 100 | 100
| Windsor | *** Matianuck Avenue | Verizon | Crown | monopole | 100 | 100
| Windsor | *** Matianuck Avenue | Clearwire | Crown | monopole | 85 | 100
| Windsor | *** Matianuck Avenue | AT&T | Crown | monopole | 75 | 100 |  | diesel generator
| Windsor | *** Matianuck Avenue | AT&T | Crown | monopole | 75 | 100
| Windsor | *** Matianuck Avenue | Verizon | Crown Castle | monopole | 101 | 100
| Windsor | *** Matianuck Avenue | Verizon | Crown Castle | monopole | 101 | 100
| Windsor | *** Matianuck Avenue | Verizon | Crown Castle | monopole | 12 | 100
| Windsor | *** Rainbow Road | Cingular | Cingular | monopole | 93 | 101
| Windsor | *** Rainbow Road | Verizon | Cingular | monopole | 83 | 101
| Windsor | *** Rainbow Road | AT&T | Cingular | monopole |  | 101 |  | generator
| Windsor | *** Rainbow Road | AT&T | AT&T | monopole | 93 | 101
| Windsor | *** Rainbow Road | Verizon | AT&T | monopole | 83 | 101
| Windsor | *** Rainbow Road | Verizon | Crown Castle | monopole | 83 | 101
| Windsor | *** Rainbow Road | DISH | Crown Castle | monopole | 65 | 101 | yes
| Windsor | *** Rainbow Road | AT&T | Crown Castle | monopole | 93 | 101
| Windsor | *** Rainbow Road | T-Mobile | Crown Castle | monopole | 55 | 101 | yes | diesel generator | 50-kilowatt
Petition No. 1185 | Windsor | *** Bloomfield Avenue | Verizon | Sanctuary of Faith and Glory Church | rooftop | 47 | 42.5
| Windsor | ** Day Hill Road | Nextel | AT&T/Windsor | monopole | 160 | 170
| Windsor | ** Day Hill Road | Town of Windsor | AT&T/Windsor | monopole | var. | 170
| Windsor | ** Day Hill Road | Cingular | AT&T/Windsor | monopole | 170 | 170
| Windsor | ** Day Hill Road | Town of Bloomfield | AT&T/Windsor | monopole | 140 | 170
| Windsor | ** Day Hill Road | Pocket (now MetroPCS) | AT&T/Windsor | monopole | 120 | 170
| Windsor | ** Day Hill Road | Clearwire | AT&T/Windsor | monopole | 160 | 170
| Windsor | ** Day Hill Road | Bloomfield PD | AT&T/Windsor | monopole | 140 | 170
| Windsor | ** Day Hill Road | AT&T | AT&T/Windsor | monopole | 168 | 170
| Windsor | ** Day Hill Road | MetroPCS | AT&T/Windsor | monopole |  | 170
| Windsor | ** Day Hill Road | Sprint | AT&T/Windsor | monopole | 131 | 170
| Windsor | ** Day Hill Road | Sprint | AT&T/Windsor | monopole | 130 | 170
| Windsor | ** Day Hill Road | AT&T | AT&T/Windsor | monopole | 169 | 170
| Windsor | ** Day Hill Road | AT&T | AT&T/Windsor | monopole | 168 | 170
| Windsor | ** Day Hill Road | AT&T | Crown Castle | monopole | 169 | 170
| Windsor | ** Day Hill Road | AT&T | Crown Castle | monopole | 168 | 170
| Windsor | ** Day Hill Road | Sprint | Crown Castle | monopole | 131 | 170
| Windsor | ** Day Hill Road | AT&T | Crown Castle | monopole | 168 | 170
| Windsor | ** Day Hill Road | Sprint | Crown Castle | monopole
| Windsor | ** Day Hill Road | AT&T | Crown Castle | monopole | 168 | 170 | yes
Petition No. 590 | Windsor | Rood Avenue (CL&P #*****) | T-Mobile | CL&P | utility pole | 164 | 148
| Windsor | Rood Avenue (CL&P #*****) | T-Mobile | CL&P | utility pole | 164 | 148
Petition No. 1125 | Windsor | Rood Avenue (CL&P #*****) | T-Mobile | CL&P | utility pole | 155 | 148
| Windsor | Rood Avenue (CL&P #*****) | T-Mobile | CL&P | utility pole | 155 | 148
Petition No. 1446 | Windsor Locks | ** Ella T. Grasso Turnpike | AT&T | AT&T | wood pole | 39 | 34 | yes
| Windsor Locks | **** Old County Circle | Nextel | AT&T | monopole | 75 | 95
| Windsor Locks | **** Old County Circle | Verizon | AT&T | monopole | 85 | 95
| Windsor Locks | **** Old County Circle | T-Mobile | Adolf & Helga Scheidle | monopole | 65 | 95
| Windsor Locks | **** Old County Circle | Verizon | Adolf & Helga Scheidle | monopole | 85 | 95
| Windsor Locks | **** Old County Circle | AT&T | AT&T | monopole | 95 | 95
| Windsor Locks | **** Old County Circle | Verizon | AT&T | monopole | 86 | 95
| Windsor Locks | **** Old County Circle | Verizon | Crown Castle | monopole | 85 | 101
| Windsor Locks | **** Old County Circle | Verizon | Crown Castle | monopole | 85 | 101
| Windsor Locks | **** Old County Circle | T-Mobile | Crown Castle | monopole | 63 | 101 | yes
| Windsor Locks | **** Old County Circle | DISH | Crown Castle | monopole | 75 | 101 | yes
| Windsor Locks | **** Old County Circle | T-Mobile | Crown Castle | monopole |  | 101 |  | diesel generator | 48 kW / 233 gallon fuel tank
| Windsor Locks | * Volunteer Drive | Sprint | Town of Windsor Locks | self-support lattice | 115 | 195
| Windsor Locks | * Volunteer Drive | T-Mobile | Town of Windsor Locks | self-support lattice | 133 | 195
| Windsor Locks | * Volunteer Drive | Cingular | Town of Windsor Locks | self-support lattice | 164 | 195
| Windsor Locks | * Volunteer Drive | Verizon | Town of Windsor Locks | self-support lattice | 150 | 195
| Windsor Locks | * Volunteer Drive | Pocket (now MetroPCS) | Town of Windsor Locks | self-support lattice | 130 | 195
| Windsor Locks | * Volunteer Drive | T-Mobile | Town of Windsor Locks | self-support lattice | 146 | 195
| Windsor Locks | * Volunteer Drive | Clearwire | Town of Windsor Locks | self-support lattice | 109 | 195
| Windsor Locks | * Volunteer Drive | Verizon | Town of Windsor Locks | self-support lattice | 150 | 195
| Windsor Locks | * Volunteer Drive | Sprint | Town of Windsor Locks | self-support lattice |  | 195 |  | fuel cell
| Windsor Locks | * Volunteer Drive | AT&T | Message Center Management | self-support lattice | 170 | 195
| Windsor Locks | * Volunteer Drive | MetroPCS | Message Center Management | self-support lattice |  | 195
| Windsor Locks | * Volunteer Drive | Sprint | Message Center Management | self-support lattice | 119 | 195
| Windsor Locks | * Volunteer Drive | Verizon | Message Center Management | self-support lattice | 150 | 195
| Windsor Locks | * Volunteer Drive | T-Mobile | Message Center Management | self-support lattice | 146 | 195
| Windsor Locks | * Volunteer Drive | Sprint | Message Center Management | self-support lattice | 115 | 195
| Windsor Locks | * Volunteer Drive | Verizon | Town of Windsor Locks | self-support lattice | 150 | 195
| Windsor Locks | * Volunteer Drive |  | MCM Acquisition 2017, LLC | self-support lattice | 150 | 195
| Windsor Locks | * Volunteer Drive | Sprint | MCM Acquisition 2017, LLC | self-support lattice | 115 | 195
| Windsor Locks | * Volunteer Drive | AT&T | MCM Acquisition 2017, LLC | self-support lattice | 164 | 195
| Windsor Locks | * Volunteer Drive | T-Mobile | MCM Acquisition 2017, LLC | self-support lattice | 135 | 195
| Windsor Locks | * Volunteer Drive | AT&T | MCM Acquisition 2017, LLC | self-support lattice | 164 | 195
| Windsor Locks | * Volunteer Drive | AT&T | MCM Acquisition 2017, LLC | self-support lattice | 164 | 195
| Windsor Locks | * Volunteer Drive | DISH | MCM Acquisition 2017, LLC | self-support lattice | 125 | 195 | yes
| Windsor Locks | ** Spring Street | SNET/SCLP | SNET/SCLP | monopole | 104 | 100
| Windsor Locks | ** Spring Street | SCLP | SNET | rooftop | 46
| Windsor Locks | ** Spring Street | SNET Personal Vision | SNET | rooftop | 46 | 50
| Windsor Locks | ** Spring Street | SRI, Inc. | SNET | rooftop | 44 | 50
| Windsor Locks | ** Spring Street | SNET | SNET | monopole | 100 | 100
| Windsor Locks | ** Spring Street | AT&T | SNET | monopole | 81 | 106
| Windsor Locks | ** Spring Street | Cingular | AT&T | monopole | 104 | 106
| Windsor Locks | ** Spring Street | AT&T | AT&T | monopole | 104 | 106
| Windsor Locks | ** Spring Street | Cingular | AT&T | monopole | 104 | 106
| Windsor Locks | ** Spring Street | AT&T | AT&T | monopole | 103 | 106
Docket No. 41 | Windsor Locks | ** King Spring Road | Continental Cablevision | Continental Cablevision | self-support lattice | 100 | 100
| Windsor Locks | ** King Spring Road | AT&T | Cox Communications | self-support lattice | 100 | 100
| Windsor Locks | ** King Spring Road | Cingular | Cox Communications | self-support lattice | 100 | 100
| Windsor Locks | ** King Spring Road | Cingular | Cox Communications | self-support lattice |  | 100
| Windsor Locks | ** King Spring Road | Verizon | Cox Communications | self-support lattice | 90 | 100
| Windsor Locks | ** King Spring Road | AT&T | King Spring Road LLC | self-support lattice | 98 | 100
| Windsor Locks | ** King Spring Road | Verizon | King Spring Road LLC | self-support lattice | 90 | 100
| Windsor Locks | ** King Spring Road | Verizon | King Spring Road LLC | self-support lattice | 90 | 100
| Windsor Locks | ** King Spring Road | AT&T | King Spring Road LLC | self-support lattice | 100 | 100
| Windsor Locks | ** King Spring Road | Verizon | King Spring Road LLC | self-support lattice | 90 | 100
| Windsor Locks | ** King Spring Road | Verizon | King Spring Road LLC | self-support lattice | 90 | 100 | yes
| Windsor Locks | * South Main Street | T-Mobile | Amtrak | monopole | 150 | 150
| Windsor Locks | * South Main Street | T-Mobile | SBA | monopole | 150 | 150
| Windsor Locks | * South Main Street | T-Mobile | Amtrak | monopole | 150 | 150
| Windsor Locks | * South Main Street | T-Mobile | Amtrak | monopole | 150 | 150
| Windsor Locks | Bradley Int'l Airport | BAM | DOT | microcell
| Windsor Locks | Murphy Bldg Airport (Troop W) | DPS | DPS | rooftop | 58 | 60
| Winsted | ** Oakdale Avenue | Nextel | American Tower | monopole | 138 | 186
| Wolcott | ** Kenea Avenue | Pocket (now MetroPCS) | Town of Wolcott | monopole | 100 | 120
| Wolcott | **** Wolcott Road | Verizon | American Tower | self-support lattice | 135 | 180
| Wolcott | **** Wolcott Road | Verizon | American Tower | self-support lattice | 135 | 180
| Wolcott | **** Wolcott Road | Verizon | American Tower | self-support lattice | 135 | 180
| Wolcott | **** Wolcott Road | Verizon | American Tower | self-support lattice | 135 | 180
| Wolcott | **** Wolcott Road | Verizon | American Tower | self-support lattice | 135 | 180
| Wolcott | **** Wolcott Road | verizon | American Tower | self-support lattice | 135 | 180
| Wolcott | **** Wolcott Road | BAM/SCLP | BAM | self-support lattice | 165 | 180
| Wolcott | **** Wolcott Road | T-Mobile | General Communications | self-support lattice | 160 | 180
| Wolcott | **** Wolcott Road | T-Mobile | General Communications | self-support lattice | 162 | 180
| Wolcott | **** Wolcott Road | T-Mobile | General Communications | self-support lattice | 162 | 180
| Wolcott | **** Wolcott Road | T-Mobile | General Communications | self-support lattice | 162 | 180
| Wolcott | **** Wolcott Road | Nextel | AT&T | self-support lattice | 200 | 350
| Wolcott | **** Wolcott Road | Marcus | AAT Communications | self-support lattice | see antennas col. | 350
| Wolcott | **** Wolcott Road | AT&T | AAT Communications | self-support lattice | 140 | 350
| Wolcott | **** Wolcott Road | Cingular | AAT Communications | self-support lattice | 185 | 350
| Wolcott | **** Wolcott Road | Cingular | AAT Communications | self-support lattice | 185 | 350
| Wolcott | **** Wolcott Road | Cingular | AAT Communications | self-support lattice | 140 | 350
| Wolcott | **** Wolcott Road | Cingular/AT&T | AAT Communications | self-support lattice |  | 350
| Wolcott | **** Wolcott Road | Clearwire | AAT Communications | self-support lattice | 212 | 350
| Wolcott | **** Wolcott Road | MetroPCS | AAT Communications | self-support lattice | 222 | 350
| Wolcott | **** Wolcott Road | AT&T | SBA | self-support lattice | 185 | 350
| Wolcott | **** Wolcott Road | Sprint | SBA | self-support lattice | 134 | 350
| Wolcott | **** Wolcott Road | Sprint | SBA | self-support lattice | 134 | 350
| Wolcott | **** Wolcott Road | AT&T | SBA | self-support lattice | 188 | 350
| Wolcott | **** Wolcott Road | AT&T | SBA | self-support lattice | 185 | 350
| Wolcott | **** Wolcott Road | DISH | SBA | self-support lattice | 341 | 350
| Wolcott | **** Wolcott Road | AT&T | SBA | self-support lattice | 186 | 350
| Wolcott | **** Wolcott Road | DiSH | SBA | self-support lattice | 148 | 350 | yes
Docket No. 494 | Wolcott | Parcel No. ***-*-*B, south of Chestnut Hill Road in Wolcott,at the intersection with Grilley Road and Lyman Road | Verizon | Verizon | monopole | 116 | 120 | yes | propane generator | 25-kilowatt
Docket No. 494 | Wolcott | Parcel No. ***-*-*B, south of Chestnut Hill Road in Wolcott,at the intersection with Grilley Road and Lyman Road | AT&T | Verizon | monople | 105 | 120 | yes | propane generator | 15-kilowatt
Docket No. 494 | Wolcott | Parcel No. ***-*-*B, south of Chestnut Hill Road in Wolcott,at the intersection with Grilley Road and Lyman Road
| Wolcott | Parcel No. ***-*-*B, south of Chestnut Hill Road in Wolcott,at the intersection with Grilley Road and Lyman Road | Cellco/Verizon | The Towers, LLC | monopole
| Wolcott | *** County Road | Sprint | Cox Communications | guyed-lattice | 200 | 347
| Wolcott | *** County Road | T-Mobile | Cox Communications | guyed-lattice | 180 | 347
| Wolcott | *** County Road | Clearwire | Cox Communications | guyed-lattice | 207 | 347
| Wolcott | *** County Road | Sprint | InsSite Towers | guyed-lattice | 200 | 347
| Wolcott | *** County Road | Sprint | +-+-+J109249*J109228 n 3333nn2 L10924100 | guyed-lattice | 210 | 347
| Wolcott | *** County Road | Sprint | InsSite Towers | self-support lattice | 200 | 347
Docket No. 56 | Wolcott | *** East Street | BAM | BAM | self-support lattice | 180 | 180
| Wolcott | *** East Street | BAM | BAM | self-support lattice | 110 | 180
| Wolcott | *** East Street | BAM | BAM | self-support lattice | 70 | 180
| Wolcott | *** East Street | BAM | BAM | self-support lattice | 167 | 180
| Wolcott | *** East Street | BAM | Crown Atlantic Co. LLC
| Wolcott | *** East Street | SNET/Cingular | Crown Atlantic Co. LLC | self-support lattice | 158 | 180
| Wolcott | *** East Street | AT&T | Crown Atlantic Co. LLC | self-support lattice | 168 | 180
| Wolcott | *** East Street | SNET/Cingular | Crown Atlantic Co. LLC | self-support lattice | 158 | 180
Petition 673 | Wolcott | *** East Street | T-Mobile | Crown Atlantic Co. LLC | self-support lattice | 190 | 180
| Wolcott | *** East Street | Verizon | Crown Atlantic Co. LLC | self-support lattice | 180 | 180
| Wolcott | *** East Street | Cingular | Crown Atlantic Co. LLC | self-support lattice | 158 | 180
| Wolcott | *** East Street | Cingular/AT&T | Crown Atlantic Co. LLC | self-support lattice | 168 | 180
| Wolcott | *** East Street | Verizon | Crown Atlantic Co. LLC | self-support lattice | 177 | 180
| Wolcott | *** East Street | Pocket (now MetroPCS) | Crown Atlantic Co. LLC | self-support lattice | 148 | 180
| Wolcott | *** East Street | T-Mobile | Crown Atlantic Co. LLC | self-support lattice | 188 | 180
| Wolcott | *** East Street | Clearwire | Crown Atlantic Co. LLC | self-support lattice | 168 | 180
| Wolcott | *** East Street | Verizon | Crown Atlantic Co. LLC | self-support lattice | 177 | 180
| Wolcott | *** East Street | AT&T | Crown Atlantic Co. LLC | self-support lattice | 160 | 180
| Wolcott | *** East Street | MetroPCS | Crown Atlantic Co. LLC | self-support lattice | n/a | 180
| Wolcott | *** East Street | AT&T | Crown Atlantic Co. LLC | self-support lattice | n/a | 180 |  | diesel generator
| Wolcott | *** East Street | T-Mobile | Crown Atlantic Co. LLC | self-support lattice | 188 | 180
| Wolcott | *** East Street | Verizon | Crown Atlantic Co. LLC | self-support lattice | 177 | 180
| Wolcott | *** East Street | Verizon | Crown Atlantic Co. LLC | self-support lattice | 177 | 180
| Wolcott | *** East Street | AT&T | Crown Atlantic Co. LLC | self-support lattice | 160 | 180
| Wolcott | *** East Street | Cellco/Verizon | Crown Atlantic Co. LLC | self-support lattice | 177 | 180
| Wolcott | *** East Street | T-Mobile | Crown Atlantic Co. LLC | self-support lattice | top | 180
| Wolcott | *** East Street | AT&T | Crown Atlantic Co. LLC | self-support lattice | 160 | 180
| Wolcott | *** East Street | AT&T | Crown Atlantic Co. LLC | self-support lattice | 160 | 180
| Wolcott | *** East Street | Sprint | Crown Atlantic Co. LLC | self-support lattice | 168 | 180
| Wolcott | *** East Street | T-Mobile | Crown Atlantic Co. LLC | self-support lattice | 188 | 180
| Wolcott | *** East Street | AT&T | Crown Atlantic Co. LLC | self-support lattice | 158 | 180
| Wolcott | *** East Street | T-Mobile | Crown Atlantic Co. LLC | self-support lattice | 188 | 180 | yes
| Wolcott | *** East Street | AT&T | Crown Atlantic Co. LLC | self-support lattice | 158 | 180 | yes
| Wolcott | *** East Street | Verizon | Crown Atlantic Co. LLC | self-support lattice | 12' | 180
Petition No. 67 | Wolcott | Andrews Road | SNET | SNET | self-support lattice | 80 | 80
| Wolcott | Andrews Road | SNET/SCLP | SNET/TMRS | self-support lattice | 55 & 80 | 80
| Wolcott | Andrews Road | OMNI | SNET | self-support lattice | 73 | 80
| Wolcott | Andrews Road | SNET Personal Vision | SNET | self-support lattice | 82 | 80
| Wolcott | Andrews Road | T-Mobile (VoiceStream) | SNET | self-support lattice | 73 | 80
| Wolcott | Andrews Road | T-Mobile (VoiceStream) | SNET | self-support lattice | 76.5 | 80
| Wolcott | Andrews Road | T-Mobile | AT&T | self-support lattice | 77 | 80
| Wolcott | Andrews Road | T-Mobile | AT&T | self-support lattice | 77 | 80
| Wolcott | Andrews Road | T-Mobile | AT&T | self-support lattice | 77 | 80
Sub-Petition No. 1133 | Wolcott | Andrews Road | Verizon | AT&T | self-support lattice | 67 | 80 |  | diesel generator | 30-kilowatt
| Wolcott | Andrews Road | Verizon | AT&T | self-support lattice | 67 | 80
| Wolcott | Andrews Road | Verizon | AT&T | self-support lattice | 67 | 80 | yes
| Wolcott | East Street & Route *** intersection | DPS | DPS | self-support lattice | 120 | 120
Petition No. 404 | Woodbridge | **** Johnson Road | Omni | CL&P | utility pole | 88 | 81
| Woodbridge | **** Johnson Road | T-Mobile (VoiceStream) | CL&P | utility pole | 88 | 81
| Woodbridge | **** Johnson Road | T-Mobile | CL&P | utility pole | 158 | 160.5
| Woodbridge | **** Johnson Road | T-Mobile | CL&P | utility pole | 148 | 160.5
| Woodbridge | **** Johnson Road | AT&T Wireless | Sprint | monopole | 137.5 | 150
| Woodbridge | **** Johnson Road | Nextel | Sprint | monopole | 117 | 150
| Woodbridge | **** Johnson Road | Verizon | Sprint | monopole | 127 | 150
| Woodbridge | **** Johnson Road | Nextel | Sprint | monopole | 117 | 150
| Woodbridge | **** Johnson Road | AT&T Wireless | Sprint | monopole | n/a
| Woodbridge | **** Johnson Road | SNET/Cingular | Sprint | monopole | 102 | 150
| Woodbridge | **** Johnson Road | AT&T Wireless | Sprint | monopole | n/a | 150
| Woodbridge | **** Johnson Road | Town of Woodbridge | Sprint | monopole | 150 | 150
| Woodbridge | **** Johnson Road | AT&T Wireless | Sprint | monopole | 137.5 | 150
| Woodbridge | **** Johnson Road | Cingular | Sprint | monopole | 102 | 150
| Woodbridge | **** Johnson Road | Pocket (now MetroPCS) | Sprint | monopole | 138 | 150
| Woodbridge | **** Johnson Road | Verizon | Sprint | monopole | 126 | 150
| Woodbridge | **** Johnson Road | AT&T Wireless | Sprint | monopole | 120 | 150
| Woodbridge | **** Johnson Road | Sprint | Crown Castle | monopole | 153 | 150
| Woodbridge | **** Johnson Road | AT&T | Crown Castle | monopole | n/a | 150 |  | diesel generator
| Woodbridge | **** Johnson Road | Verizon | Crown Castle | monopole | 127 | 150
| Woodbridge | **** Johnson Road | Sprint | Crown Castle | monopole | 150 | 150
| Woodbridge | **** Johnson Road | T-Mobile | Crown Castle | monopole | 138 | 150 |  | diesel generator | 25kW with 180hr runtime @ half load
| Woodbridge | **** Johnson Road | AT&T | Crown Castle | monopole | 102 | 150
| Woodbridge | **** Johnson Road | Verizon | Crown Castle | monopole | 122 | 150
| Woodbridge | **** Johnson Road | Verizon | Crown Castle | monopole | 124 | 150 | yes
Docket No. 388 | Woodbridge | **** Litchfield Turnpike | AT&T | AT&T | monopole | 167 | 170
| Woodbridge | **** Litchfield Turnpike | AT&T | AT&T | monopole | 155 | 170
Docket No. 502 | Woodbridge | *** Newton Road | Verizon | Verizon | monopole | 100 | 100 | yes | propane generator | 30-kilowatt
| Woodbridge | ** Woodfield Road | Cingular | AT&T/Cingular | monopole | 98 | 100
| Woodbridge | ** Woodfield Road | Verizon | AT&T/Cingular | monopole | 90 | 100
| Woodbridge | ** Woodfield Road | Clearwire | AT&T/Cingular | monopole | 80 | 100
| Woodbridge | ** Woodfield Road | AT&T | AT&T/Cingular | monopole | 101 | 100
| Woodbridge | ** Woodfield Road | Verizon | AT&T/Cingular | monopole | 90 | 100
| Woodbridge | ** Woodfield Road | Verizon | AT&T/Cingular | monopole | 90 | 100
| Woodbridge | ** Woodfield Road | AT&T | Crown Castle | monopole | 99 | 100
| Woodbridge | ** Woodfield Road | AT&T | Crown Castle | monopole | 99 | 100
| Woodbridge | ** Woodfield Road | AT&T | Crown Castle | monopole | 99 | 100
| Woodbridge | ** Woodfield Road | DISH | Crown Castle | monopole | 67 | 100 | yes
| Woodbridge | ** Woodfield Road | AT&T | Crown Castle | monopole | 99 | 100 | yes
Docket No. 44 | Woodbridge | ** Pease Road | SNET Cellular | SNET Cellular | monopole | 150 | 150
| Woodbridge | ** Pease Road | SNET/SCLP | SCLP | monopole
| Woodbridge | ** Pease Road | SNET/SCLP | SNET/SCLP | monopole | 150 | 150
| Woodbridge | ** Pease Road | Nextwave | American Tower | monopole | 130 | 155 |  | BBU
| Woodbridge | ** Pease Road | Verizon | American Tower | monopole | 143 | 155
| Woodbridge | ** Pease Road | Cingular | American Tower | monopole | 153 | 155
| Woodbridge | ** Pease Road | Cingular | American Tower | monopole | 153 | 155
| Woodbridge | ** Pease Road | Verizon | American Tower | monopole | 120 | 155 |  | propane generator
| Woodbridge | ** Pease Road | Pocket (now MetroPCS) | American Tower | monopole | 130 | 155
| Woodbridge | ** Pease Road | Verizon | American Tower | monopole | 119 | 155
| Woodbridge | ** Pease Road | AT&T | American Tower | monopole | 155 | 155
| Woodbridge | ** Pease Road | MetroPCS | American Tower | monopole | n/a | 155
| Woodbridge | ** Pease Road | Verizon | American Tower | monopole | 119 | 155
| Woodbridge | ** Pease Road | MetroPCS | American Tower | monopole | 130 | 155
| Woodbridge | ** Pease Road | T-Mobile | American Tower Corporation | monopole | 130 | 155
| Woodbridge | ** Pease Road | AT&T | American Tower | monopole | 153 | 155
| Woodbridge | ** Pease Road | T-Mobile | American Tower | monopole | 128 | 155
| Woodbridge | ** Pease Road | T-Mobile | American Tower | monopole | 130 | 155
| Woodbridge | ** Pease Road | AT&T | American Tower | monopole | 155 | 155 | yes
Petition No. 437 | Woodbridge | Park Lane | UI | UI | wood utility pole | 79 | 79
Docket No. 236 | Woodbury | *** Great Hollow Road | Sprint | Sprint | monopole | 110 | 110
Petition No. 677 | Woodbury | *** Great Hollow Road | Cingular | Sprint | monopole | 140 | 140
Petition No. 677 | Woodbury | *** Great Hollow Road | Nextel | Sprint | monopole | 120 | 140
Petition No. 677 | Woodbury | *** Great Hollow Road | Verizon | Sprint | monopole | 130 | 140
| Woodbury | *** Great Hollow Road | Cingular | Sprint | monopole | 140 | 140
| Woodbury | *** Great Hollow Road | ALLTEL | Sprint | monopole | n/a | 140
| Woodbury | *** Great Hollow Road | T-Mobile | Sprint | monopole | 88 | 140
| Woodbury | *** Great Hollow Road | Verizon | Sprint | monopole | 129 | 140
| Woodbury | *** Great Hollow Road | Cingular | Sprint | monopole | 140 | 140
| Woodbury | *** Great Hollow Road | Verizon | Crown Castle | monopole | 129 | 140
| Woodbury | *** Great Hollow Road | Sprint | Crown Castle | monopole | 110 | 140
| Woodbury | *** Great Hollow Road | AT&T | Crown Castle | monopole | 118 | 140
| Woodbury | *** Great Hollow Road | CL&P | Crown Castle | monopole | 138 | 140 |  | propane generator
| Woodbury | *** Great Hollow Road | AT&T | Crown Castle | monopole | n/a | 140 |  | diesel generator
| Woodbury | *** Great Hollow Road | Sprint | Crown Castle | monopole | 108 | 140
| Woodbury | *** Great Hollow Road | Verizon | Crown Castle | monopole | 129 | 140
| Woodbury | *** Great Hollow Road | T-Mobile | Crown Castle | monopole | 87 | 138.5
| Woodbury | *** Great Hollow Road | AT&T | Crown Castle | monopole | top | 138.5
| Woodbury | *** Great Hollow Road | AT&T | Crown Castle | monopole | 139 | 139
| Woodbury | *** Great Hollow Road | Sprint | Crown Castle | monopole | 108 | 139
| Woodbury | *** Great Hollow Road | AT&T | Crown Castle | monopole | 139 | 139
| Woodbury | *** Great Hollow Road | T-Mobile | Crown Castle | monopole | 87 | 138.5
| Woodbury | *** Great Hollow Road | DISH | Crown Castle | monopole | 114 | 139 | yes
| Woodbury | *** Great Hollow Road | Verizon | Crown Castle | monopole | 130 | 139
| Woodbury | **** Main Street North | AT&T | Sprint | monopole | 130 | 160
| Woodbury | **** Main Street North | Nextel | Sprint | monopole | 140 | 160
| Woodbury | **** Main Street North | Verizon | Sprint | monopole | 150 | 160
| Woodbury | **** Main Street North | Cingular | Sprint | monopole | 120 | 160
| Woodbury | **** Main Street North | ALLTEL | Sprint | monopole |  | 160
| Woodbury | **** Main Street North | Verizon | Sprint | monopole | 150 | 160
| Woodbury | **** Main Street North | Cingular | Sprint | monopole | 120 | 160
| Woodbury | **** Main Street North | Verison | Sprint | monopole | 150 | 160
| Woodbury | **** Main Street North | Sprint | Crown Castle | monopole | 160 | 160
| Woodbury | **** Main Street North | AT&T | Crown Castle | monopole | 119 | 160
| Woodbury | **** Main Street North | Sprint | Crown Castle | monopole | 158 | 160
| Woodbury | **** Main Street North | Verizon | Crown Castle | monopole | 150 | 163
| Woodbury | **** Main Street North | Sprint | Crown Castle | monopole | 158 | 163
| Woodbury | **** Main Street North | AT&T | Crown Castle | monopole | 118 | 163
| Woodbury | **** Main Street North | Verizon | Crown Castle | monopole | 150 | 163
Docket No. 235 | Woodbury | *** Minortown Road | Sprint | Sprint | monopole | 100 | 100
Petition No. 678 | Woodbury | *** Minortown Road | Verizon | Sprint | monopole | 110 | 110
| Woodbury | *** Minortown Road | ALLTEL | Sprint | monopole |  | 110
| Woodbury | *** Minortown Road | New Cingular | Sprint | monopole | 80 | 110
| Woodbury | *** Minortown Road | Verizon | Sprint | monopole | 110 | 110
| Woodbury | *** Minortown Road | Verizon | Crown Castle | monopole | 108 | 110
| Woodbury | *** Minortown Road | Sprint | Crown Castle | monopole | 100 | 110
| Woodbury | *** Minortown Road | AT&T | Crown Castle | monopole | 78 | 110
| Woodbury | *** Minortown Road | Sprint | Crown Castle | monopole | 103 | 110
| Woodbury | *** Minortown Road | Sprint | Crown Castle | monopole | 100 | 110
| Woodbury | *** Minortown Road | AT&T | Crown Castle | monopole | 78 | 110
| Woodbury | *** Minortown Road | DISH | Crown Castle | monopole | 68 | 110 | yes
| Woodbury | *** Minortown Road | Verizon | Crown Castle | monopole | 68 | 110
Docket No. 183 | Woodbury | *** Good Hill Road | AT&T | AT&T | monopole |  | 150
| Woodbury | *** Good Hill Road | AT&T Wireless | AT&T | monopole | 148 | 150
| Woodbury | *** Good Hill Road | AT&T | AT&T | monopole | 148 | 150
| Woodbury | *** Good Hill Road | AT&T | AT&T | monopole |  | 150
| Woodbury | *** Good Hill Road | AT&T | AT&T | monopole | 147 | 150
| Woodbury | *** Good Hill Road | Verizon | AT&T | monopole | 134 | 150
| Woodbury | *** Good Hill Road | ALLTEL | Litchfield Acquisition Corp | monopole |  | 150
| Woodbury | *** Good Hill Road | Cingular | AllTel | monopole | 124 | 150
| Woodbury | *** Good Hill Road | n/a | Verizon | monopole |  | 150
| Woodbury | *** Good Hill Road | Verizon | Verizon | monopole | 147 | 150
| Woodbury | *** Good Hill Road | Verizon | Verizon | monopole | 147 | 150
| Woodbury | *** Good Hill Road | AT&T | Verizon | monopole | 124 | 150
| Woodbury | *** Good Hill Road | AT&T | Verizon | monopole |  | 150 |  | diesel generator
| Woodbury | *** Good Hill Road | Verizon | Verizon | monopole | top | 150
| Woodbury | *** Good Hill Road | AT&T | American Tower | monopole | 124 | 150
| Woodbury | *** Good Hill Road | Verizon | American Tower | monopole | 147 | 150
| Woodbury | *** Good Hill Road | Verizon | American Tower | monopole | 147 | 150
| Woodbury | *** Good Hill Road | DISH | American Tower | monopole | 101 | 150 | yes
| Woodbury | *** Good Hill Road | T-Mobile | American Tower | monopole | 135 | 150 | yes | diesel generator | 50-kilowatt
Docket No. 375 | Woodbury | ** Paper Mill Road | Cingular | Cingular | monopole | 147 | 150
| Woodbury | ** Paper Mill Road | AT&T | AT&T | monopole | 147 | 150
| Woodbury | ** Paper Mill Road | AT&T | AT&T | monopole | 147 | 150
| Woodbury | ** Paper Mill Road | AT&T | AT&T | monopole | 147 | 150
| Woodbury | ** Paper Mill Road | DISH | AT&T | monopole | 138 | 150 | yes
| Woodbury | ** Paper Mill Road | T-Mobile | AT&T | monopole | 128 | 150 | yes
| Woodbury | ** Paper Mill Road | T-Mobile | AT&T | monopole | 128 | 150 |  | diesel generator | 48-kilowatt
| Woodstock | **** Route *** | Verizon | SBA | self-support lattice | 177 | 180
| Woodstock | **** Route *** | Verizon | SBA | self-support lattice | 175 | 180
| Woodstock | **** Route *** | Verizon | SBA | self-support lattice | 175.5 | 180
| Woodstock | **** Route *** | T-Mobile | SBA | self-support lattice | 167 | 180 | yes | diesel generator | 48-kilowatt
| Woodstock | **** Route *** | Verizon | SBA | self-support lattice | 175.5 | 180
Petition No. 1449 | Woodstock | ** North Gate Road | AT&T | AT&T | wood pole | 32 | 34 | yes
| Woodstock | *** Coatney Hill Road | Cingular | MCF | monopole | 188 | 190
| Woodstock | *** Coatney Hill Road | T-Mobile | MCF | monopole | 178 | 190
| Woodstock | *** Coatney Hill Road | Verizon | MCF | monopole | 167 | 190
| Woodstock | *** Coatney Hill Road | Cingular | MCF | monopole | 187 | 190
| Woodstock | *** Coatney Hill Road | Verizon | MCF | monopole | 167 | 190
| Woodstock | *** Coatney Hill Road | AT&T | SBA | monopole | 187.5 | 190
| Woodstock | *** Coatney Hill Road | AT&T | SBA | monopole |  | 190 |  | diesel generator
| Woodstock | *** Coatney Hill Road | T-Mobile | SBA | monopole | 177 | 190
| Woodstock | *** Coatney Hill Road | Verizon | SBA | monopole | 167 | 190
| Woodstock | *** Coatney Hill Road | T-Mobile | SBA | monopole | 177 | 190
| Woodstock | *** Coatney Hill Road | DRW | SBA | monopole | 157 | 190
| Woodstock | *** Lebanon Hill Road | DISH | American Tower Corporation | monopole | 206 | 280 | yes
| Woodstock | *** Lebanon Hill Road | DISH | American Tower Corporation | monopole | 206 | 280 | yes
Docket No. 369 | Woodstock | *** Sherman Road | Verizon | Verizon | monopole | 137 | 140
| Woodstock | *** Sherman Road | Cingular | Verizon | monopole | 127 | 140
| Woodstock | *** Sherman Road | AT&T | Verizon | monopole | 127 | 140
| Woodstock | *** Sherman Road | AT&T | Verizon | monopole | 127 | 140
| Woodstock | *** Sherman Road | Verizon | Verizon | monopole | 137 | 140
| Woodstock | *** Sherman Road | Verizon | American Tower | monopole | 137 | 140
| Woodstock | *** Sherman Road | AT&T | Verizon | monopole | 127 | 140
| Woodstock | *** Sherman Road | T-Mobile | Verizon | monopole | 105 | 140 | yes | diesel generator | 25-kilowatt
| Woodstock | *** Sherman Road | DISH | Verizon | monopole | 116 | 140 | yes
| Woodstock | *** Sherman Road | T-Mobile | Verizon | monopole | 105 | 140 | yes
| Woodstock | *** Sherman Road | ATC | Verizon | monopole |  |  |  | diesel generator | 80-kilowatt
Dockt No. 397 | Woodstock | *** Prospect Street | Verizon | Verizon | monopole | 160 | 160 |  | diesel generator
| Woodstock | *** Prospect Street | Verizon | Verizon | monopole | 160 | 160
| Woodstock | *** Prospect Street | DISH | Verizon | monopole | 150 | 160 | yes
| Woodstock | *** Prospect Street | DISH | Verizon | monopole | 150 | 160 | yes
| Woodstock | *** Prospect Street | Verizon | Verizon | monopole | 160 | 160
| Woodstock | ** West Quasset Road | CONN-2 | Harold Bishop | self-support lattice | 139 | 150
| Woodstock | ** West Quasset Road | BAM | Harold Bishop | self-support lattice | 134 | 150
Docket No. 415 | Woodstock | ** West Quasset Road | Verizon | Quasset Hill Farm LLC/Cellco | monopole | 147 | 150 |  | diesel generator
| Woodstock | ** West Quasset Road | AT&T | Quasset Hill Farm LLC/Cellco | monopole | 138 | 150
| Woodstock | ** West Quasset Road | Verizon | American Tower | monopole | 149 | 150
| Woodstock | ** West Quasset Road | AT&T | American Tower Corporation | monopole | 138 | 150
| Woodstock | ** West Quasset Road | AT&T | American Tower Corporation | monopole | 138 | 150
| Woodstock | ** West Quasset Road | DISH | American Tower Corporation | monopole | 127 | 150 | yes
Docket No. 43 | Woodstock | Perrin Road | Tele-Media | Tele-Media | guyed-lattice | 65 | 60
Petition No. 142 | Woodstock | Perrin Road | Tele-Media | Tele-Media | guyed-lattice | 75 | 80
Docket No. 423 | Woodstock | Route *** | AT&T | North Atlantic Towers | monopole | 105 | 110 |  | diesel generator | 210-gallon/48-hour capacity
| Woodstock | Route *** |  | American Towers LLC | monopole |  | 110
| Woodstock | Route *** | Verizon | American Tower Corporation | monopole | 95 | 110 |  | diesel generator | 15 kW
| Woodstock | Route *** | DISH | American Tower Corporation | monopole | 83 | 110 | yes
Petition No. 1119 | Woodstock | *** Route *** | Verizon | Verizon | monopole | 30 | 30
| Woodstock | *** Route *** | Verizon | Verizon | monopole | 30 | 30
|  |  | LAC = Litchfield Aquisition Corporation |  | o=other
|  |  | DOT = Department of Transportation |  | monopole-int = monopoleonopole with interior monopoleounted antennas
(default sorting: B>C>T) |  |  | DPS = Department of Public Safety |  | utility pole=powermonopoleount/pipe extension
|  |  | DEP = Department of Environmental Protection |  | monopole = monopoleonopole
|  |  | SNET = Southern New England Telephone |  | bmonopole = building monopoleount
|  |  | NU = Northeast Utilities |  | guyed-lattice = guyed lattice
|  |  | BAM =Bell Atlantic Mobile (now Verizon) |  | gmonopole = guyed monopoleonopole
CL&P = Connecticut Light and Power (now Eversource)
NECS = Nuclear Emergency Communication System
|  |  | Nextel = Nextel Communications |  | AcCELLerator = Transmonopoleission Tower
|  |  | Omni = OmniPoint/VoiceStream (now T-Mobile) |  | tmonopole = transmonopoleission monopoleonopole
|  |  | SBA = SBA Towers Inc |  | sc = smonopoleall cell site
|  |  | SCLP = Springwich Cellular Limited Partnership (now AT&T) |  | self-support lattice= self supporting lattice
|  |  | Sprint = Sprint Spectrum L.P. |  | water tank = water tank
|  |  | UI = United Illuminating |  | water tank/bmonopole = buiding monopoleounted water tank
self-support lattice/utility pole = self supporting lattice transmonopoleission tower with pipe extension
Note on C11822: Ifeanyi Nwankwo: Address changed per petitioner and confirmed with Town GIS property card.

## Compatibility Report
Compatibility Report for Exmd111512.xls
Run on 11/19/2012 15:36
The following features in this workbook are not supported by earlier versions of Excel. These features may be lost or degraded when opening this workbook in an earlier version of Excel or if you save this workbook in an earlier file format.
Minor loss of fidelity | # of occurrences | Version
Some cells or styles in this workbook contain formatting that is not supported by the selected file format. These formats will be converted to the closest format available. | 9 | Excel 97-2003