## Sheet1
Last Update - 04/16/20
Docket/Petition Number | Town | Address | User | Structure Owner | Twr Type | Ant Height | Twr Height | Elev. | Antennas | Equip. Bldg. | Comments | Backup power type | Backup power size/duration | shared backup power
| Andover | Bunker Hill Road | Sprint | Nextel | monopole | 168 | 180 |  | 9-panel antennas
| Andover | Bunker Hill Road | SNET | Nextel | monopole | 137 | 180 | 524 | 12 Decibel Panel antennae | 12x20
| Andover | Bunker Hill Road | VoiceStream | Nextel | monopole | 148 | 180 | 524 | 6 EMSRR90-17-02DP antennae | cabinets
| Andover | Bunker Hill Road | AT&T | American Tower | monopole | 127 | 180 | 524 | add 6 Allgon 7250.03 panel antennas |  | 2 new, 2 future equipments on concrete pad
| Andover | Bunker Hill Road | SNET/Cingular | American Tower | monopole | 137 | 180 | 524 | replace existing antennas with 9 CSS DUO4-8670, 6 tower mount amplifiers, 1 LMU @ 44.5'
| Andover | Bunker Hill Road | T-Mobile | Nextel | monopole | 148 | 180 | 524 | E911 upgrade
| Andover | Bunker Hill Road | Verizon | American Tower | monopole | 158 | 180 | 524 | replace 6 existing cellular antennas with 6 PCS antennas
| Andover | Bunker Hill Road | Cingular/AT&T | American Tower | monopole | 127 | 180 | 524 | decommission AT&T antennas
| Andover | Bunker Hill Road | Cingular | American Tower | monopole | 137 | 180 | 524 | remove 9 existing antennas; install 6 Powerwave 7770 antennas, 6 TMAs, and 6 diplexers
| Andover | Bunker Hill Road | Verizon | American Tower | monopole | 158 | 180 | 524 | replace 12 existing antennas with 6 new cellular, 3 new PCS, and 3 new LTE antennas
| Andover | Bunker Hill Road | AT&T | American Tower | monopole | 137 | 180 | 524 | add 3 multi-band antennas for LTE to 6 GSM/UMTS antennas
| Andover | Bunker Hill Road | AT&T | American Tower | monopole |  | 180 | 524 |  |  | install 50 kW diesel generator for backup power | diesel generator
| Andover | Bunker Hill Road | American Tower | American Tower | monopole |  | 180 | 524 |  |  | install 80 kW diesel generator for tenants' backup power | diesel generator
| Andover | Bunker Hill Road | T-Mobile | American Tower | monopole | 148 | 178 | 524 | install 3 LTE antennas w/ smart bias tee
| Andover | Bunker Hill Road | Verizon | American Tower | monopole | 158 | 180 | 524 | replace 6 ant w/ 3 700/1900 MHz & 3 1900 MHz antennas; add 6 RRHs
| Andover | Bunker Hill Road | Sprint | American Tower | monopole | 168 | 180 | 524 | remove 3 antennas, install 3 800/1900/2500 MHz antennas; add 12 RRHs
| Andover | Bunker Hill Road | Sprint | American Tower | monopole | 168 | 180 | 524 | replace 6 antennas w 3x850/1900 & 3x2500 MHz; 12 RRU
| Andover | Bunker Hill Road | T-Mobile | American Tower | monopole | 148 | 178 | 524 | replace 3 antennas w 3 x 600/700/1900/2100MHz antennas; add 3 rru's
| Andover | Bunker Hill Road | AT&T | American Tower | monopole | 137 | 178 | 524 | replace 6 antennas w 3x700/1900 MHz & 3x700/850/2100/5G 850 MHz antennas; replace 3 rrus & install 6 rrus
Docket No. 242 | Andover | Jonathan Trumbull Highway | AT&T | AT&T | monopole | 150 | 150 | 496 | up to 12 panel antennas | pad
| Andover | Jonathan Trumbull Highway | Pocket (now MetroPCS) | AT&T | monopole | 130 | 150 | 496 | flush mount 3 antennas
| Andover | Jonathan Trumbull Highway | Cingular | AT&T | monopole | 150 | 150 | 496 | replace existing array with 6 new antennas, 6 TMAs, and 6 diplexers |  | UMTS upgrade
| Andover | Jonathan Trumbull Highway | AT&T | AT&T | monopole | 149 | 150 | 496 | add 3 multi-band antennas for LTE to 6 GSM/UMTS antennas
| Andover | Jonathan Trumbull Highway | T-Mobile | Crown Castle | monopole | 140 | 150 | 496 | replace antenna mount, reinstall 6 antennas w/ TMAs to new mount, add 3 LTE antennas w/ bias tees
Sub-petition 1133 | Andover | Jonathan Trumbull Highway | Verizon | Crown Castle | monopole | 130 | 150 | 496 | install 6 tri-band antennas; add 9 RRU's | 4'x7' concrete pad & H-Frame |  | diesel generator | 30-kW | no
| Andover | Jonathan Trumbull Highway | T-Mobile | Crown Castle | monopole | 140 | 150 | 496 | replace 3 antennas with 3 x 600/700 MHz antennas; add 3 rru's
Petition No. 665 | Andover | Hebron Road | AT&T | CL&P | utility pole | 80 | 82 |  | install 3 Allgon 7250.03 panel antennas | pad
Docket No. 340 | Ansonia | Deerfield Lane | T-Mobile | Optasite | monopole | 167 | 169 | 480 | nine panel antennas on platform | pad
Docket No. 340 | Ansonia | Deerfield Lane | Verizon | Optasite | monopole | 157 | 169 | 480 | 12 panel antennas on platform | 12x30
| Ansonia | Deerfield Lane | Cingular | Optasite | monopole | 147 | 169 | 480 | install 6 panel antennas | 12x20
| Ansonia | Deerfield Lane |  | SBA | monopole |  | 169 | 480 |  |  | Transfer of Certificate from Optasite
| Ansonia | Deerfield Lane | Pocket (now MetroPCS) | SBA | monopole | 137 | 169 | 480 | flush mount 3 antennas
| Ansonia | Deerfield Lane | T-Mobile | SBA | monopole | 167 | 169 | 480 | add 3 new antennas to 3 existing antennas |  | UMTS upgrade
| Ansonia | Deerfield Lane | Verizon | SBA | monopole | 167 | 169 | 480 |  |  | install propane-fueled generator instead of previously approved diesel-fueled generator | propane generator
| Ansonia | Deerfield Lane | Clearwire | SBA | monopole | 127 | 169 | 480 | install 3 panel antennas, 2 microwave dishes, 3 TMAs
| Ansonia | Deerfield Lane | Verizon | SBA | monopole | 157 | 169 | 480 | add 3 LTE antennas to 12 existing antennas
| Ansonia | Deerfield Lane | AT&T | SBA | monopole | 148 | 169 | 480 | add 3 LTE antennas to 6 existing GSM/UMTS antennas
| Ansonia | Deerfield Lane | T-Mobile | SBA | monopole | 167 | 169 | 480 | replace 6 antennas with 6 dual-band antennas |  | 4G/LTE upgrade
| Ansonia | Deerfield Lane | AT&T | SBA | monopole |  | 169 | 480 |  |  | install 50 kW propane backup generator on concrete pad with 500-gallon propane tank | propane generator
| Ansonia | Deerfield Lane | Verizon | SBA | monopole | 157 | 169 | 480 | replace 1 of 15 existing antennas with 1 new LTE antenna
| Ansonia | Deerfield Lane | Verizon | SBA | monopole | 157 | 169 | 480 | replace 6 antennas w/ 3 1900 MHz, 3 2100 MHz & 6 RRHs
| Ansonia | Deerfield Lane | T-Mobile | SBA | monopole | 167 | 169 | 480 | install 3 700 MHz antennas
| Ansonia | Deerfield Lane | AT&T | SBA | monopole | 148 | 169 | 480 | replace 3 antennas with 3 700/1900 MHz antennas
| Ansonia | Deerfield Lane | AT&T | SBA | monopole | 148 | 169 | 480 | replace 3 ant w/ 3 850/2300 MHz; replace 3 RRHs, add 3 RRHs
| Ansonia | Deerfield Lane | Sprint | SBA | monopole | 127 | 169 | 480 | install 3 850/1900/2500 MHz antennas; add 12 RRHs; remove 3 antennas & mounts formerly owned by Clearwire
| Ansonia | Deerfield Lane | AT&T | SBA | monopole | 148 | 169 | 480 | install 3 antennas; replace 3 RRHs, add 3 RRHs
| Ansonia | Deerfield Lane | T-Mobile | SBA | monopole | 167 | 169 | 480 | replace 3 ant. W 3x600/700MHz ; swap 3 rru's
| Ansonia | Deerfield Lane | Dish | SBA | monopole | 117 | 169 | 480 | install 3x1900/2100MHz ; add 5 rru's; install one MW dish | 5'x7' platform w ice canopy | tower share
| Ansonia | Birchwood Drive | Pocket (now MetroPCS) | Radio Comm. Corp | guyed-lattice | 55.5 | 60 |  | flush mount 3 antennas
| Ansonia | Birchwood Drive | MetroPCS | Radio Comm. Corp | guyed-lattice | 51 | 60 |  | replace 3 existing antennas with 3 new LTE antennas
| Ansonia | Birchwood Drive | MetroPCS | Radio Comm. Corp | guyed-lattice | 56 | 60 |  | add 3 new LTE antennas to 3 existing antennas
| Ansonia | Wakelee Avenue | Sprint | Nextel | self-support lattice | 184 | 196 |  | 9-panel antennas | cabinets
| Ansonia | Wakelee Avenue | SNET | American Tower | self-support lattice | 168 | 196 |  | 12 DB846H80 Decibel Panel Antennae | 12x20
| Ansonia | Wakelee Avenue | AT&T Wireless | American Tower | self-support lattice | 158 | 196 |  | 12 panel antennae | 9x15
| Ansonia | Wakelee Avenue | Verizon | American Tower | self-support lattice | 178 | 196 |  | 12 panel antennae | 12x 30 | Emergency Diesel Fueled Generator | diesel generator
| Ansonia | Wakelee Avenue | AT&T Wireless | American Tower | self-support lattice | 158 | 196 |  | install 76" x 76" x 30" equipment cabinet on existing concrete pad
| Ansonia | Wakelee Avenue | SNET/Cingular | American Tower | self-support lattice | 167 | 196 |  | replace existing antennas with 9 CSS DUO4-8670, 6 tower mount amplifiers, 1 LMU @ 49.25'
| Ansonia | Wakelee Avenue | T-Mobile | American Tower | self-support lattice | 148 | 196 |  | add 9 EMS RR65-19-02DP panel antennas | pad | 3 Nortel S8000 BTS cabinets
| Ansonia | Wakelee Avenue | Verizon | American Tower | self-support lattice | 178 | 196 |  | replace 6 cellular antennas with 6 PCS antennas
| Ansonia | Wakelee Avenue | Cingular/AT&T | American Tower | self-support lattice | 158 | 196 |  | decommission AT&T antennas
| Ansonia | Wakelee Avenue | Cingular | American Tower | self-support lattice | 167 | 196 |  | replace 3 existing antenas with 3 new ones |  | add 3 diplexers
| Ansonia | Wakelee Avenue | Sprint Nextel | American Tower | self-support lattice | 194 | 196 |  | replace 6 existing iDEN antennas with 3 WiMAX and 2 dual pole iDEN antennas |  | install 1 WiMAX cabinet inside existing shelter
| Ansonia | Wakelee Avenue | T-Mobile | American Tower | self-support lattice | 148 | 196 |  | add 3 antennas to existing array |  | UMTS upgrade
| Ansonia | Wakelee Avenue | Verizon | American Tower | self-support lattice | 178 | 196 |  | replace 6 existing PCS antennas with 3 new PCS and 3 700 MHz antennas
| Ansonia | Wakelee Avenue | Clearwire | American Tower | self-support lattice | 194 | 196 |  | install 3 WiMAX antennas and 2 microwave dishes
| Ansonia | Wakelee Avenue | AT&T | American Tower | self-support lattice | 167 | 196 |  | replace 9 existing antennas with 3 LTE, 3 GSM, and 3 GSM/UMTS antennas
| Ansonia | Wakelee Avenue | Verizon | American Tower | self-support lattice | 179 | 196 |  | replace 6 of 12 existing antennas with 6 new cellular antennas
| Ansonia | Wakelee Avenue | Sprint | American Tower | self-support lattice | 184.5 | 196 |  | replace 6 CDMA antennas with 3 multi-band antennas |  | 4G/LTE upgrade
| Ansonia | Wakelee Avenue | T-Mobile | American Tower | self-support lattice | 148 | 196 |  | replace 6 antennas with 6 dual-band antennas |  | 4G/LTE upgrade
| Ansonia | Wakelee Avenue | Verizon | American Tower | self-support lattice | 179 | 196 |  | replace 6 of 12 existing antennas with 3 cellular and 3 AWS antennas
| Ansonia | Wakelee Avenue | Verizon | American Tower | self-support lattice | 177 | 196 |  | replace 2 of 12 existing antennas with 2 LTE antennas
| Ansonia | Wakelee Avenue | Sprint | American Tower | self-support lattice | 183 | 196 |  | add 3 new CDMA/LTE antennas to 3 existing ones
| Ansonia | Wakelee Avenue | T-Mobile | American Tower Corporation | self-support lattice | 148 | 198 |  | install 3 700 MHz antennas
| Ansonia | Wakelee Avenue | AT&T | American Tower Corporation | self-support lattice | 167 | 196 |  | replace 3 antennas with 3 850/2300 MHz antennas
| Ansonia | Wakelee Avenue | AT&T | American Tower Corporation | self-support lattice | 167 | 196 |  | replace 3 existing antennas / 3 RRUs with 3 new antennas/ 3 RRUs
| Ansonia | Wakelee Avenue | Verizon | American Tower Corporation | self-support lattice | 177 | 196 |  | replace 6 ant w/ 3 700/2100 MHz & 3 1900 MHz
| Ansonia | Wakelee Avenue | AT&T | American Tower Corporation | self-support lattice | 167 | 196 |  | replace 3 antennas w 3 x 700/850/1900/2100/2300 MHz antennas; add 6 rru's
| Ansonia | Wakelee Avenue | AT&T | American Tower Corporation | self-support lattice | 167 | 196 |  | relocate 3 antennas; replace 3 antennas w 3 x 700/850 MHz antennas; add 3 rru's
Petition No. 437 | Ansonia | Pulaski Highway | UI | UI | wood utility pole | 79 | 79 |  | 1 antenna - Cell Master Unit/replace 30' wood utility pole with 79' wood utility pole/relocated from originally proposed Coe Lane
Docket No. 239 | Ashford | - Ashford Center Road | T-Mobile | Tower Ventures | monopole | 177 | 180 | 715 | 12 panel antennas | pad
Docket No. 239 | Ashford | - Ashford Center Road | AT&T | Tower Ventures | monopole | 167 | 180 | 715 | 6 panel antennas | pad
| Ashford | - Ashford Center Road | Cingular | SBA Infrastucture | monopole | 167 | 180 | 715 | remove 3 panel antennas; install 6 new antennas, 6 TMAs, 6 diplexers
| Ashford | - Ashford Center Road |  | SBA Infrastucture | monopole |  | 180 | 715 |  |  | transfer Certificate from Tower Ventures/National Grid/Lightower
| Ashford | - Ashford Center Road | AT&T | SBA Infrastucture | monopole | 167 | 180 | 715 | add 3 multi-band antennas for LTE to 6 GSM/UMTS antennas
| Ashford | - Ashford Center Road | AT&T | SBA Infrastucture | monopole |  | 180 | 715 |  |  | install 50 kW diesel generator for backup power | diesel generator
| Ashford | - Ashford Center Road | AT&T | SBA Infrastucture | monopole | 167 | 180 | 715 | install 3 RRHs
Docket No. 341 | Ashford | Ashford Center Road | Verizon | Verizon | monopole | 120 | 120 | 588 | 12 panel antennas | 12x30
| Ashford | Ashford Center Road | Verizon | Verizon | monopole | 120 | 120 | 588 | replace 6 of 12 antennas with 3 PCS and 3 LTE antennas
| Ashford | Ashford Center Road | Verizon | American Tower Corporation | monopole | 120 | 120 | 588 | replace 12 ant. w/ 6 850 MHz, 3 700/1900 MHz, 3 2100 MHz; add 6 RRHs
| Ashford | Ashford Center Road | Verizon | American Tower Corporation | monopole | 120 | 120 | 588 | replace 6 antennas w/ 3 700 MHz and 3 850 MHz antennas; add 3 RRHs
| Ashford | Seles Road | SCLP | Raymond Baker | guyed-lattice | 160 | 190 |  | 12-4' panels, ALP 11011N | 12x26 | Sprint and Nextel also on tower
| Ashford | Seles Road | Verizon | Raymond Baker | guyed-lattice | 190 | 190 |  | 12 Swedcom Model ALP-9011 antennae | 12x30 | 40kW diesel fueled emergency generator. | diesel generator
| Ashford | Seles Road | Verizon | Raymond Baker | guyed-lattice | 190 | 190 |  | 12 Swedcom Model ALP-9011 antennae | 12x30 | 40kW diesel fueled emergency generator. | diesel generator
| Ashford | Seles Road | AT&T | Raymond Baker | guyed-lattice | 140 | 190 |  | add 6 Allgon 7250.03 panel antennas |  | up to four equipment cabinets on concrete pad
| Ashford | Seles Road | Cingular | Raymond Baker | guyed-lattice | 140 | 190 |  | remove 3 existing antennas; replace with 6 antennas, 6 TMAs, 6 diplexers |  | UMTS upgrade
| Ashford | Seles Road | Verizon | Cordless Data Transfer | guyed-lattice | 190 | 190 |  | replace 12 existing antennas with 6 cellular, 3 PCS, and 3 LTE antennas
| Ashford | Seles Road | AT&T | Cordless Data Transfer | guyed-lattice | 138 | 190 |  | add 3 multi-band antennas to 6 GSM/UMTS antennas |  | 4G/LTE upgrade
| Ashford | Seles Road | Sprint | Cordless Data Transfer | guyed-lattice | 170 | 190 |  | replace 6 CDMA antennas with 3 dual band antennas |  | 4G/LTE upgrade
| Ashford | Seles Road | Verizon | Cordless Data Transfer | guyed-lattice | 190 | 190 |  | replace 6 antennas w/ 3 700 MHz & 3 850/2100 MHz antennas; add 9 RRHs
| Ashford | Seles Road | Sprint | Cordless Data Transfer | guyed-lattice | 170 | 190 |  | install 3 x 2500 MHz antennas;add 6 RRU's
| Ashford | Janoski Road | Omni | Sprint | self-support lattice | 151.8 | 190 |  | 3-panels, (2-EMS RR33-20-0 |  | Equip. Cabinets, (1-EMS RR65-18-02DP)
| Ashford | Janoski Road | SCLP | Sprint | self-support lattice | 140 | 190 |  | 12-Allgon 7120.16 panel antennas | 12x26
| Ashford | Janoski Road | Verizon | Sprint | self-support lattice | 180 | 192 |  | 12-Swedcom antennas; 1-GPS antenna | 12'x30' | 40 KW diesel fueled emergency stand-by generator | diesel generator
| Ashford | Janoski Road | AT&T | Sprint | self-support lattice | 160 | 190 |  | 6 panel antennas, Allgon 7250.03 | pad | 2 equipment cabinets
| Ashford | Janoski Road | SNET/Cingular | Sprint | self-support lattice | 140 | 190 |  | change existing antennas to 9 CSS DUO4-8760, 6 tower mount amplifiers, and 1 LMU
| Ashford | Janoski Road | T-Mobile | Sprint | self-support lattice | 151.8 | 190 |  | E911 upgrade
| Ashford | Janoski Road | Cingular/AT&T | Sprint | self-support lattice | 160 | 190 |  | decommission AT&T antennas
| Ashford | Janoski Road | Cingular | Sprint | self-support lattice | 140 | 190 |  | remove 3 existing antennas, replace with 3 new ones |  | install 6 tower mount amplifiers
| Ashford | Janoski Road | Verizon | Sprint | self-support lattice | 180 | 190 |  | replace 12 existing antennas with 6 new cellular, 3 new PCS, and 3 new LTE antennas
| Ashford | Janoski Road | Verizon | Sprint | self-support lattice | 180 | 190 |  | replace 12 existing antennas with 6 new cellular, 3 new PCS, and 3 new LTE antennas
| Ashford | Janoski Road | MetroPCS | Crown Castle | self-support lattice | 160 | 190 |  | install 6 antennas
| Ashford | Janoski Road | AT&T | Crown Castle | self-support lattice | 141 | 190 |  | replace 3 of 6 existing GSM antennas with 3 new LTE antennas; add 6 RRHs; retain 3 existing UMTS antennas
| Ashford | Janoski Road | Sprint | Crown Castle | self-support lattice | n/a | 190 |  | n/a |  | install 1 RRH cabinet and 1 fiber junction box
| Ashford | Janoski Road | AT&T | Crown Castle | self-support lattice | n/a | 190 |  | n/a |  | install 50 kW diesel generator for backup power | diesel generator
| Ashford | Janoski Road | T-Mobile | Crown Castle | self-support lattice | 151 | 192 |  | replace 3 antennas w/ 4 new antennas, 2 bias tees, 2 TMAs.
| Ashford | Janoski Road | Verizon | Crown Castle | self-support lattice | 180 | 192 |  | replace 6 antennas with 3 700 and 3 1900/2100 MHz antennas
| Ashford | Janoski Road | Verizon | Crown Castle | self-support lattice | 180 | 192 |  | replace 6 antennas w/ 3 700 MHz and 3 850 MHz; add 9 RRHs
| Ashford | Janoski Road | Sprint | Crown Castle | self-support lattice | 192 | 190 |  | replace 6 antennas w 3 x 850/1900MHz and 3 x 2500MHz antennas
| Ashford | Janoski Road | T-Mobile | Crown Castle | self-support lattice | 153 | 192 |  | remove 2 existing antennas, relocate 2 existing antennas, install 3 x 1900/2100Mhz antennas
| Ashford | Janoski Road | T-Mobile | Crown Castle | self-support lattice | 153 | 192 |  | replace 6 antennas w 3 x 600/700/2100 MHz & 3x1900 MHz antennas; add 9 rru's
| Ashford | Janoski Road | AT&T | Crown Castle | self-support lattice | 140 | 192 |  | replace 6 antennas w 3x700/1900/2300 MHz antennas & 3 x 700/850/2100 MHz antennas; replace 3 rrus and install 6 rrus
| Ashford | Janoski Road | Verizon | Crown Castle | self-support lattice | 180 | 192 |  | install 3 x 3600 MHz antennas ; replace 9 rrus
Docket No. 43 | Ashford | Pumpkin Hill Road | Tele-Media | Tele-Media | guyed-lattice | 295 | 300 | 762 | 7-(8'-10') para. ant, ,12 UHF/Vhf | 24'x30'
| Ashford | Pumpkin Hill Road | SNET/SCLP | Tele-Media | guyed-lattice | 204 | 300 | 762 | 6-CELL/2-MESS | 12' X 26' | Add Antennas and Building
| Ashford | Pumpkin Hill Road | Conn2RSA (Verizon predecessor) | Tele-Media | guyed-lattice | 233 | 300 | 762 | 4-0mni-whip | 12' X 21' | ADD ANTENNAS AND BUILDING
| Ashford | Pumpkin Hill Road | Crown Media | Crown Media | guyed-lattice |  | 300 | 762 |  |  | Transfer Certificate from Tele-Media
| Ashford | Pumpkin Hill Road | Charter Comm. | Charter Comm. | guyed-lattice |  |  | 745 | Install 9-4.5 meter sat. dishes |  | Equipment in remote bldg off site.
| Ashford | Pumpkin Hill Road | Verizon | Charter Communications | guyed-lattice | 240 | 300 |  | remove 4 whip antennas of Conn2RSA and replace with 9-panel antennas
| Ashford | Pumpkin Hill Road | Verizon | Charter Communications | guyed-lattice | 240 | 300 |  | replace 6 cellular with 6 PCS antennas
| Ashford | Pumpkin Hill Road | Cingular | Charter Communications | guyed-lattice | 225 | 300 |  | remove 6 whip antennas @ 204'; replace with 6 new antennas, 6 TMAs, 6 diplexers @ 225' |  | UMTS upgrade
| Ashford | Pumpkin Hill Road | AT&T | Charter Communications | guyed-lattice | 197.5 | 300 |  | add 3 multi-band antennas to 6 GSM/UMTS antennas |  | 4G/LTE upgrade
| Ashford | Pumpkin Hill Road | Verizon | Charter Communications | guyed-lattice | 240, 248 | 300 |  | replace 12 existing antennas with 3 cellular and 3 LTE antennas at 240' and 3 PCS at 248'
| Ashford | Pumpkin Hill Road |  | Verizon | guyed-lattice |  | 300 |  |  |  | Transfer of Certificate from Charter Communications to Cellco/Verizon
Petition No 1121 | Ashford | Pumpkin Hill Road | Verizon | Verizon | self-support lattice | 240 | 240 |  | install 12 panel antennas | 12x30 | replace 300' gl tower with new 240' ssl tower | diesel generator
| Ashford | Pumpkin Hill Road | AT&T | Verizon | self-support lattice | 196 | 240 |  | relocate 6 ant.
| Ashford | Pumpkin Hill Road | AT&T | American Tower | self-support lattice | 198 | 240 |  | relocate 6 antennas from previous tower, add 3 antennas, add 6 RRHs
| Ashford | Pumpkin Hill Road | AT&T | American Tower | self-support lattice |  |  |  |  | install ATS | install backup power for firstnet program | diesel generator | 30-kilowatt | no
Docket No. 291 | Ashford | Knowlton Hill Road | AT&T | Tower Ventures | monopole |  | 150 | 660 |  | pad
| Ashford | Knowlton Hill Road | New Cingular | Tower Ventures | monopole | 137 | 150 | 660 | install 6 panel antennas | 12x20 | AT&T antennas not on tower, top position vacant
| Ashford | Knowlton Hill Road | Verizon | National Grid | monopole | 127 | 150 | 660 | install 12 panel antennas | 12x30 | T-Mobile on at 147'
| Ashford | Knowlton Hill Road |  | National Grid | monopole |  | 150 | 660 |  |  | transfer Certificate from Tower Ventures/National Grid/Lightower
| Ashford | Knowlton Hill Road | Verizon | SBA | monopole | 129 | 150 | 660 | replace 12 existing antennas with 6 new cellular, 3 new PCS, and 3 new LTE antennas
| Ashford | Knowlton Hill Road | AT&T | SBA | monopole | 137 | 150 | 660 | add 3 multi-band antennas to 6 GSM/UMTS antennas
| Ashford | Knowlton Hill Road | AT&T | SBA | monopole |  | 150 | 660 |  |  | install 50 kW diesel generator for backup power | diesel generator
| Ashford | Knowlton Hill Road | T-Mobile | SBA | monopole | 147 | 150 | 660 | install 3 antennas
| Avon | Redwood Lane | VoiceStream | SBA | monopole | 106 | 105 |  | 6 EMS antennae | cabinets
| Avon | Redwood Lane | AT&T | SBA | monopole | 100 | 105 |  | add 6 Allgon 7250.03 panel antennas | cabinets
| Avon | Redwood Lane | T-Mobile | SBA | monopole | 106 | 105 |  | E911 upgrade
| Avon | Redwood Lane | Cingular | SBA | monopole | 97 | 105 |  | replace 3 existing antennas with 3 new ones |  | add 6 tower mount amplifiers
| Avon | Redwood Lane | Cingular | SBA | monopole |  | 105 |  |  |  | extend equipment pad
| Avon | Redwood Lane | Pocket (now MetroPCS) | SBA | monopole | 77 | 105 |  | flush mount 3 antennas
| Avon | Redwood Lane | T-Mobile | SBA | monopole | 106 | 105 |  | add 3 new antennas and replace 6 TMAs |  | UMTS upgrade
| Avon | Redwood Lane | Clearwire | SBA | monopole | 91 | 105 |  | install 3 WiMAX antennas and 3 microwave dishes
| Avon | Redwood Lane | AT&T | SBA | monopole | 100 | 105 |  | add 3 LTE antennas to 3 existing antennas
| Avon | Redwood Lane | Sprint | SBA | monopole | 87 | 105 |  | replace 12 CDMA antennas with 3 dual-band antennas |  | 4G/LTE upgrade
| Avon | Redwood Lane | MetroPCS | SBA | monopole |  | 105 |  |  |  | replace radio cabinet for LTE upgrade
| Avon | Redwood Lane | T-Mobile | SBA | monopole | 106 | 105 |  | replace 6 antennas with 6 dual-band antennas |  | 4G/LTE upgrade
| Avon | Redwood Lane | Sprint | SBA | monopole | 87 | 105 |  | add 3 dual band antennas to 3 existing antennas
| Avon | Redwood Lane | T-Mobile | SBA | monopole | top | 105 |  | install 3 700 MHz antennas
| Avon | Redwood Lane | T-Mobile | SBA | monopole | 105 | 105 |  | install a dish antenna
| Avon | Redwood Lane | T-Mobile | SBA | monopole | 106 | 105 |  | replace 6 antennas w 3x 600/700 Mhz & 3 x 1900/2100 MHz antennas; replace 3 x rru's
| Avon | Redwood Lane | AT&T | SBA | monopole | 100 | 105 |  | replace 3 antennas w 3 x 1900 MHz & install 3 x 1900 MHz 7 3 x 700/850/2100 MHz antennas; replace 3 eeu's and install 6 rru's
Petition No. 1334 | Avon | Simsbury Road | Verizon | Verizon | sc | 48 | 44 |  | small cell on roof in faux chimney structure | in building
Docket No. 373 (373A) | Avon | Lovely Street | AT&T (Cingular) | AT&T | monopole | 98 | 109 | 293 | install 6 panel antennas on low profile platform | 12x20
Docket No. 373 | Avon | Lovely Street | Pocket (now MetroPCS) | AT&T | monopole | 88 | 109 | 293 | flush mount 3 antennas
| Avon | Lovely Street | MetroPCS | AT&T | monopole | 83 | 109 | 293 | mount 3 antennas inside tower |  | MetroPCS antennas mounted in place of Pocket antennas approved under docket
| Avon | Lovely Street | AT&T | AT&T | monopole | 91, 99, 107 | 109 | 293 | active 1 LTE antenna at each of the three centerline heights
| Avon | Lovely Street | MetroPCS (T-Mobile) | AT&T | monopole | 75 | 109 | 293 | replace 3 CDMA/EVDO/LTE antennas with 3 new UMTS/LTE antennas
Docket No. 297 | Avon | Huckleberry Hill Road | Sprint | Sprint | monopole | 100 | 100 | 468 | three panel antennas | pad | laminated wood monopole
| Avon | Huckleberry Hill Road | Cingular | Sprint | monopole | 90 | 100 | 468 | install 3 panel antennas | 11x20
| Avon | Huckleberry Hill Road | Pocket (now MetroPCS) | Sprint | monopole | 80 | 100 | 468 | flush mount 3 antennas
| Avon | Huckleberry Hill Road |  | TowerCo, LLC | monopole |  | 100 | 468 |  |  | Transfer of Certificate from Sprint
| Avon | Huckleberry Hill Road | AT&T | SBA | monopole | 90 | 100 | 468 | replace 3 dual-band antennas with 3 multi-band antennas |  | 4G/LTE upgrade
| Avon | Huckleberry Hill Road | Sprint | SBA | monopole | 100 | 100 | 468 | replace 3 existing CDMA antennas with 3 dual-band antennas |  | 4G/LTE upgrade
| Avon | Huckleberry Hill Road | AT&T | SBA | monopole |  | 100 | 468 |  |  | install 50 kW diesel generator for backup power | diesel generator
| Avon | Huckleberry Hill Road | T-Mobile(MetroPCS) | SBA | monopole | 80 | 100 | 468 | replace 3 existing MetroPCS antennas with 3 new LTE antennas
| Avon | Huckleberry Hill Road | Sprint | SBA | monopole | 100 | 100 | 468 | replace 3 antennas w/ 3 850/1900/2500 MHz antennas
Docket No. 107 | Avon | Montevideo Road | BAM | Talcott Mtn Science Center | self-support lattice | 59 | 78 | 925 | 6-11"x20" panels, | 19x26 | existing tower
| Avon | Montevideo Road | BAM | Talcott Mtn Science Center | self-support lattice | 55 | 78 | 925 | 3-ALP-6008, 3-AIP-11008 |  | Replace Antennas
| Avon | Montevideo Road | Verizon | Talcott Mtn Science Center | self-support lattice | 55 | 78 | 925 |  |  | Replace Antennas
| Avon | Montevideo Road | Verizon | Talcott Mtn Science Center | self-support lattice | 56 | 78 | 925 | add 2 PCS antennas to 4 cellular antennas
| Avon | Montevideo Road | Verizon | Talcott Mtn Science Center | self-support lattice | 55 | 78 | 925 | replace 6 existing antennas with 4 cellular, 4 PCS and 2 LTE antennas | bldg | 4G/LTE upgrade
| Avon | Montevideo Road | AT&T | Talcott Mtn Science Center | self-support lattice | 69 | 78 | 925 | install 12 antennas inside unused radar dome on top of tower | bldg | AT&T to share Verizon backup generator | generator |  | shared
| Avon | Montevideo Road | Verizon | Talcott Mtn Science Center | self-support lattice | 55 | 78 | 925 | replace 4 of 10 existing antennas with 2 new PCS and 2 new AWS antennas
| Avon | Montevideo Road | Verizon | Talcott Mtn Science Center | self-support lattice | 55 | 78 | 925 | replace 2 1900 MHz antennas and 2 2100 MHz antennas, replace 2 RRHs, install 4 RRHs
| Avon | Montevideo Road | AT&T | Talcott Mtn Science Center | self-support lattice | top | 78 | 925 | replace 3 antennas with 3 2300 MHz antennas
| Avon | Montevideo Road | AT&T | Talcott Mtn Science Center | self-support lattice | 70 | 78 | 925 | replace 3 ant w/ 3 1900 MHz
| Avon | Montevideo Road | AT&T | Talcott Mtn Science Center | self-support lattice | 70 | 78 | 925 | install 3 700/1900 MHz antennas; add 6 RRHs
| Avon | Montevideo Road | Verizon | Talcott Mtn Science Center | self-support lattice | 55 |  | 925 | remove 2 existing antennas; replace 4 rru's
| Avon | Deercliff Road | Nextel | Pinnacle Towers Inc. | guyed-lattice | 260 | 560 |  | 8-Allgon 7120.16 panels | 10x20
| Avon | Deercliff Road | VoiceStream | Pinnacle Towers Inc. | guyed-lattice | 250 | 560 |  | EMS Dual Pole RR70-17-02DP antennas | cabinets
| Avon | Deercliff Road | Marcus | Pinnacle Towers Inc. | guyed-lattice | 280, 137, 134, 131 | 560 | 675 | 4 - 2 foot dishes |  | install new equipment in existing building
| Avon | Deercliff Road | Marcus | Pinnacle Towers Inc. | guyed-lattice | 280 | 560 | 675 | move one 2' microwave antenna from 137' to 280'
| Avon | Deercliff Road | T-Mobile | Pinnacle Towers Inc. | guyed-lattice | 250 | 560 | 675 | E911 upgrade
| Avon | Deercliff Road | Pocket (now MetroPCS) | Pinnacle Towers Inc. | guyed-lattice | 214 | 560 | 675 | flush mount 3 antennas
| Avon | Deercliff Road | T-Mobile | Pinnacle Towers Inc. | guyed-lattice | 240 | 560 | 675 | add 2 UMTS antennas to 2 existing GSM antennas |  | UMTS upgrade
| Avon | Deercliff Road | Lightsquared | Crown Castle | guyed-lattice | 557 | 560 | 675 | install 3 panel antennas
| Avon | Deercliff Road | AT&T | Crown Castle | guyed-lattice | 200 | 560 | 675 | install 12 antennas | 11.5x16 |  | diesel generator
| Avon | Deercliff Road | AT&T | Crown Castle | guyed-lattice | 200 | 560 | 675 | revise previous tower share approval to install 12 different antennas
| Avon | Deercliff Road | T-Mobile | Crown Castle | guyed-lattice | 240 | 560 | 675 | replace 2 antennas and 2 TMAs
| Avon | Montevideo Road | T-Mobile | Message Center Mgmt | self-support lattice | 147 | 150 | 747 | 3 panel antennas | bldg | various users at various heights; replace existing guyed lattice with new self-supporting lattice tower
| Avon | Montevideo Road | Sprint | Message Center Mgmt | self-support lattice | 86 | 150 | 747 | panel antenna | bldg | various users at various heights; replace existing guyed lattice with new self-supporting lattice tower
| Avon | Montevideo Road | Verizon | Message Center Mgmt | self-support lattice |  | 150 | 747 |  |  | replace diesel generator with propane generator | propane generator
| Avon | Montevideo Road | T-Mobile | Message Center Mgmt | self-support lattice | 136 | 150 | 747 | install 1 UMTS antenna and 1 TMA
| Avon | Montevideo Road | T-Mobile | Message Center Mgmt | self-support lattice | 136 | 150 | 747 | replace 2 GSM antennas with 1 GSM/UMTS antenna and 1 LTE antenna
| Avon | Montevideo Road | Sprint | Message Center Mgmt | self-support lattice | 147 | 150 | 747 | replace 3 CDMA antennas with 3 dual-band antennas |  | 4G/LTE upgrade
| Avon | Montevideo Road | Sprint | Message Center Mgmt | self-support lattice | 147 | 150 | 747 | add 3 new CDMA/LTE antennas to 3 existing ones
| Avon | Montevideo Road | T-Mobile | Message Center Mgmt | self-support lattice | 136 | 150 | 747 | add 1 new antenna to 2 existing antennas
| Avon | Montevideo Road | T-Mobile | Message Center Mgmt | self-support lattice | 136 | 150 | 747 | replace 1 antenna with 1 1900/2100 MHz antenna
| Avon | Montevideo Road | Sprint | Message Center Mgmt | self-support lattice | 147 | 150 | 747 | install 3 x 2500 MHz antennas;add 3 RRU's
| Avon | Montevideo Road | T-Mobile | Message Center Mgmt | self-support lattice | 136 | 150 | 747 | replace 2 antennas w 1 x 600/700MHz & 1 x 1900/2100MHz; add 1 rru
Docket No. 387 | Barkhamsted | Gavitt Road | AT&T | SBA | monopole | 167 | 170 | 1137 | install 6 panel antennas | 12x20
Docket No. 387 | Barkhamsted | Gavitt Road | Verizon | SBA | monopole | 157 | 170 | 1137 | install 12 panel antennas | 12x30
| Barkhamsted | Gavitt Road | AT&T | SBA | monopole | 167 | 170 | 1137 | add 3 multi-band antennas for LTE to 6 GSM/UMTS antennas
| Barkhamsted | Gavitt Road | Verizon | SBA | monopole | 157 | 170 | 1137 | install 3 cellular, 3 PCS, 3 AWS, and 3 LTE antennas instead of 12 antennas approved in Docket 387 D&M plan
| Barkhamsted | Gavitt Road | AT&T | SBA | monopole | 167 | 170 | 1137 | replace 6 antennas w 3x700/1900 MHz & 3 x 700/850/2100/5G 850 MHz antennas, replace 3 rrus & install 3 new rrus | install 2 new rrus on new H-Frame
Docket No. 305 | Barkhamsted | Old Farm Road | Verizon | Verizon | monopole | 145 | 145 | 814 | 12 antennas on T-arm mounts | 12x30
Docket No. 305 | Barkhamsted | Old Farm Road | New Cingular | Verizon | monopole | 135 | 145 | 814 | 6 antennas | 12x20
| Barkhamsted | Old Farm Road | Verizon | Verizon | monopole | 145 | 145 | 814 | replace 6 PCS antennas with 6 cellular antennas
| Barkhamsted | Old Farm Road | T-Mobile | Verizon | monopole | 124 | 145 | 814 | install 9 antennas and 6 TMAs | pad
| Barkhamsted | Old Farm Road | Pocket (now MetroPCS) | Verizon | monopole | 115 | 145 | 814 | flush mount 3 antennas
| Barkhamsted | Old Farm Road | Verizon | Verizon | monopole | 145 | 145 | 814 | replace 6 of 12 existing antennas with 3 PCS and 3 LTE antennas
| Barkhamsted | Old Farm Road | AT&T | Verizon | monopole | 135 | 145 | 814 | add 3 multi-band antennas for LTE to 6 GSM/UMTS antennas
| Barkhamsted | Old Farm Road | T-Mobile | Verizon | monopole | 125 | 145 | 814 | add 3 multi-band antennas for LTE to 6 GSM/UMTS antennas
| Barkhamsted | Old Farm Road | T-Mobile | Verizon | monopole | 125 | 145 | 814 | add 3 LTE antennas to 3 multi-band antennas
| Barkhamsted | Old Farm Road | T-Mobile | Verizon | monopole | 125 | 145 | 814 | add 3 new antennas to 6 existing antennas
| Barkhamsted | Old Farm Road | American Tower Corporation | Verizon | monopole | [5 empty] | generator installed on 6' x 8' concrete pad; ATS and circuit breaker on proposed H- Frame | diesel generator | 50-kilowatt | yes
Docket No. 182 | Barkhamsted | New Hartford Road | Nextel | Litchfield Acquisition Corp dba AT&T | monopole | 127 | 120 | 790 | 3-14'x3" whips | 10x12 | Alternate 2 site; tower designed as a faux tree (monopine)
Docket No. 182 | Barkhamsted | New Hartford Road | AT&T | Litchfield Acquisition Corp dba AT&T | monopole | 120 | 120 | 790 | 9-48"x12" panels | 12x20 | Alternate 2 site
Docket No. 182 | Barkhamsted | New Hartford Road | SCLP | Litchfield Acquisition Corp dba AT&T | monopole | 110 | 120 | 790 | 4-11'x3" whips | 12x26 | Alternate 2 site
| Barkhamsted | New Hartford Road | AT&T Wireless | Litchfield Acquisition Corp dba AT&T | monopole | 120 | 110 |  | increase to 12 panel antennas | 10'x12'
| Barkhamsted | New Hartford Road | SCLP | Litchfield Acquisition Corp dba AT&T | monopole | 110 | 120 |  | increase to 12-12'wide panel antennas
| Barkhamsted | New Hartford Road | AT&T | Litchfield Acquisition Corp dba AT&T | monopole | 120 | 120 |  | 3 GSM antennas |  | Replacement of 3 TDMA antennas
Docket No. 182A | Barkhamsted | New Hartford Road | Sprint | Litchfield Acquisition Corp dba AT&T | monopole | 144 | 144 | 792 | 9 panel antennas, equipment cabinets on 8.5' x 20' concrete pad |  | extension of tower approved as Docket 182 from 120' to 144', AT&T to relocate antennas to 134'
| Barkhamsted | New Hartford Road | SNET/Cingular | Litchfield Acquisition Corp dba AT&T | monopole | 114 | 144 | 792 | replace existing antennas with 9 CSS DUO4-8670, 3 tower mount amplifiers
| Barkhamsted | New Hartford Road | AT&T | Litchfield Acquisition Corp dba AT&T | monopole |  | 144 | 792 | add GPS antenna for E911
| Barkhamsted | New Hartford Road | Verizon | Litchfield Acquisition Corp dba AT&T | monopole | 104 | 144 | 792 | add 12 DB950G65E-M panel antennas | 12x30
| Barkhamsted | New Hartford Road |  | ALLTEL NewCo LLC | monopole |  | 144 | 792 |  |  | transfer of certificate to Alltel NewCo LLC
| Barkhamsted | New Hartford Road |  | Verizon | monopole |  | 144 | 792 |  |  | transfer of certificate to Cellco Partnership d/b/a/ Verizon Wireless
| Barkhamsted | New Hartford Road | Verizon | Verizon | monopole | 133 | 144 | 792 | remove 12 Verizon antennas @ 105'; remove 9 Alltel antennas @ 133'; install 6 Verizon PCS antennas and 6 Verizon cellular antennas @ 133'
| Barkhamsted | New Hartford Road | T-Mobile | Verizon | monopole | 101.5 | 144 | 792 | install 9 antennas and 6 TMAs | pad
| Barkhamsted | New Hartford Road | Pocket (now MetroPCS) | Verizon | monopole | 93 | 144 | 792 | flush mount 3 antennas
| Barkhamsted | New Hartford Road | Cingular | Verizon | monopole | 114 | 144 | 792 | replace 9 existing antennas, 6 TMAs, 3 diplexers with 6 new antennas, 6 TMAs, 6 diplexers |  | UMTS upgrade
| Barkhamsted | New Hartford Road | Verizon | Verizon | monopole | 133 | 144 | 792 | replace 6 of 12 existing antennas with 3 PCS and 3 LTE antennas
| Barkhamsted | New Hartford Road | AT&T | Verizon | monopole | 114 | 144 | 792 | add 3 multi-band antennas for LTE to 6 GSM/UMTS antennas
| Barkhamsted | New Hartford Road | Sprint | Verizon | monopole | 144 | 144 | 792 | replace 6 CDMA antennas with 3 dual-band antennas |  | 4G/LTE upgrade
| Barkhamsted | New Hartford Road | AT&T | Verizon | monopole |  | 144 | 792 |  |  | install 50 kW diesel generator for backup power | diesel generator
| Barkhamsted | New Hartford Road | T-Mobile | Verizon | monopole | 101 | 144 | 792 | remove 3 existing GSM antennas; install 3 new GSM/UMTS and 3 new LTE antennas
| Barkhamsted | New Hartford Road | Sprint | Verizon | monopole | 140 | 144 | 792 | add 3 new dual-band antennas to 3 existing dual-band antennas
| Barkhamsted | New Hartford Road | T-Mobile | Verizon | monopole | 102 | 144 | 792 | add 3 new antennas to 3 existing antennas
| Barkhamsted | New Hartford Road | Verizon | American Tower | monopole | 131 | 144 | 792 | replace 6 antennas w/ 3 700/2100 MHz and 3 2100 MHz; replace 6 RRHs
| Barkhamsted | New Hartford Road | American Tower Corporation | Verizon | [6 empty] | generator installed on 6' x 8' concrete pad; ATS and circuit breaker on proposed H- Frame | diesel generator | 50-kilowatt | yes
| Barkhamsted | New Hartford Road | American Tower Corporation | AT&T | monopole | 117 | 144 | 792 | replace 6 antennas w 3 x 700/1900 Mhz & 3 x 700/850/2100 MHz antennas; add 6 rru's
| Beacon Falls | Lopus Road | New Cingular | Beacon Falls | monopole | 145 | 150 |  | install 12 panel antennas | 12x20
| Beacon Falls | Lopus Road | T-Mobile | Beacon Falls | monopole | 135 | 150 |  | install 9 panel antennas | pad
| Beacon Falls | Lopus Road | Pocket (now MetroPCS) | Beacon Falls | monopole | 125 | 150 |  | flush mount 3 antennas
| Beacon Falls | Lopus Road | T-Mobile | Beacon Falls | monopole | 135 | 150 |  | install up to 12 antennas | pad | previously approved antennas never put on tower
| Beacon Falls | Lopus Road | AT&T | Beacon Falls | monopole | 145.5 | 150 |  | add 3 LTE antennas to 6 existing antennas
| Beacon Falls | Lopus Road | T-Mobile | Beacon Falls | monopole | 135 | 150 |  | replace 3 GSM antennas with 3 new GSM/UMTS and add 3 LTE antennas |  | 4G/LTE upgrade
| Beacon Falls | Lopus Road | AT&T | American Tower | monopole | 146 | 150 |  | replace 3 ant w/ 3 700/1900 MHz ant; replace 3 RRHs
Sub-petition No. 1133 | Beacon Falls | Lopus Road | Verizon | American Tower | monopole | 115 | 150 |  | install 8 antennas for 700/850/1900/2100MHz and 4 RRHs | 16x12 | concrete pad for three equipment cabinets; 15kW generator | propane generator | 15kW
| Beacon Falls | Lopus Road | Verizon | American Tower | monopole | 115 | 150 |  | remove 4 antennas; replace 4 antennas w 4x700/850/1900/2100 MHz antennas; replace 4 rrus
Petition No. 403 | Beacon Falls | Pent Road | Sprint | CL&P | utility pole | 97.5 | 82 | 199.5 | 60"x6.1"x2.8" antennas | 8x11 | concrete pad for equip. cabs., CL&P structure #326
| Beacon Falls | Pent Road | Sprint | CL&P | utility pole | 97.5 | 82 | 199.5 | replace 4 existing CDMA antennas with 2 new CDMA/LTE antennas |  | 4G/LTE upgrade
| Beacon Falls | Pent Road | Sprint | CL&P | utility pole | 98 | 82 | 200 | replace 2 antennas w 2 x 800/1900/2500 MHz & install 1 x 800/1900/2500 MHz antennas | install 7 x RRU's
| Beacon Falls | Rice Lane | VoiceStream | SBA | monopole | 140 | 150 |  | 6-EMS RR90-17-02DP antennas | cabinets | Sprint on tower at 152'
| Beacon Falls | Rice Lane | AT&T | SBA | monopole | 132 | 150 |  | add 6 Allgon 7250.03 panel antennas |  | equipment cabinets on concrete pad
| Beacon Falls | Rice Lane | T-Mobile | SBA | monopole | 140 | 150 |  | E911 upgrade
| Beacon Falls | Rice Lane | Cingular/AT&T | SBA | monopole | 132 | 150 |  | remove all AT&T antennas and equipment; remove 3 existing Cingular antennas, install 3 new ones |  | install 6 tower mount amplifiers; remove 1 equipment cabinet & install 1 new cabinet
| Beacon Falls | Rice Lane | Cingular | SBA | monopole |  | 150 |  |  |  | extend equipment pad
| Beacon Falls | Rice Lane | Cingular | SBA | monopole |  | 150 |  |  |  | install additional equipment cabinet
| Beacon Falls | Rice Lane | T-Mobile | SBA | monopole | 142 | 150 |  | add 3 antennas to 6 existing antennas |  | UMTS upgrade
Petition No. 911 | Beacon Falls | Rice Lane | Verizon | SBA | monopole | 162 | 160 |  | install 15 antennas on low profile platform |  | add ten feet to tower height to accommodate Verizon antennas
| Beacon Falls | Rice Lane | Clearwire | SBA | monopole | 155 | 160 |  | install 3 WiMAX antennas and 3 microwave dishes
| Beacon Falls | Rice Lane | AT&T | SBA | monopole | 132.5 | 160 |  | add 3 LTE antennas to 3 GSM/UMTS antennas
| Beacon Falls | Rice Lane | Sprint | SBA | monopole | 150 | 160 |  | replace 6 CDMA antennas with 3 dual-band antennas |  | 4G/LTE upgrade
| Beacon Falls | Rice Lane | T-Mobile | SBA | monopole | 142 | 160 |  | replace 9 antennas with 6 dual-band antennas |  | 4G/LTE upgrade
| Beacon Falls | Rice Lane | AT&T | SBA | monopole |  | 160 |  |  |  | install 50 kW diesel generator for backup power | diesel generator
| Beacon Falls | Rice Lane | Sprint | SBA | monopole | 150 | 160 |  | add 3 new dual band antennas to 3 existing antennas
| Beacon Falls | Rice Lane | AT&T | SBA | monopole | 133 | 160 |  | replace 3 antennas with 3 700/1900 MHz antennas
| Beacon Falls | Rice Lane | AT&T | SBA | monopole | 133 | 160 |  | replace 3 antennas w/ 3 2300 MHz antennas. Remove 6 TMAs and install 3 TMAs
| Beacon Falls | Rice Lane | T-Mobile | SBA | monopole | 142 | 160 |  | install 3 antennas and 3 RRHs
| Beacon Falls | Rice Lane | Verizon | SBA | monopole | 160 | 160 |  | replace 9 ant w/ 3 700 MHz, 3 1900 MHz, 3 2100 MHz; add 3 RRHS
| Beacon Falls | Rice Lane | T-Mobile | SBA | monopole | 142 | 160 |  | install 2 x 700/2100 MHz antennas; add 1 RRU
| Beacon Falls | Rice Lane | T-Mobile | SBA | monopole | 142 | 160 |  | replace 3 antennas with 3 x 1900/2100 MHzz antennas ;
| Beacon Falls | Rice Lane | AT&T | SBA | monopole | 133 | 160 |  | replace 3 antennas with 3 x 700/850/2100 Mhz antennas
Docket No. 173 | Beacon Falls | Rimmon Hill Road | SCLP | SCLP | monopole | 160 | 160 | 415 | 12-4'x2' panels, | 12x26 | Alternate
Docket No. 173 | Beacon Falls | Rimmon Hill Road | BAM | SCLP | monopole | 150 | 160 | 415 | 12-4'x2' panels, | 12x26 | Share SCLP facility
| Beacon Falls | Rimmon Hill Road | Nextel | SCLP | monopole | 137-5 | 160 |  | 12-panel antennas | 10'x20' | 2-GPS receive only on Nextel shelter
Petition No. 557 | Beacon Falls | Rimmon Hill Road | AT&T Wireless | American Tower | monopole | 170 | 170 | 415 | 3 Allgon 7250.02 panel antennas, install 2 equipment cabinets on 5x6 concrete pad |  | AT&T to add 10' pipe mast extension onto existing 160' tower for its antennas
| Beacon Falls | Rimmon Hill Road | SNET/Cingular | American Tower | monopole | 162 | 170 | 415 | replace existin antennas with 10 CSS DUO4-8670, 6 tower mount amplifiers, 1 LMU @ 38'
| Beacon Falls | Rimmon Hill Road | Verizon | American Tower | monopole | 149 | 170 | 415 | remove 3 cellular antennas and install 6 DB948F85T2E-M PCS antennas
| Beacon Falls | Rimmon Hill Road | Verizon | American Tower | monopole | 148 | 170 | 415 | replace 3 existing cellular antennas with 6 new PCS antennas
| Beacon Falls | Rimmon Hill Road | Verizon | American Tower | monopole | 148 | 170 | 415 | replace 6 existing cellular antennas with 6 new cellular antennas and add 3 700 MHz antennas
| Beacon Falls | Rimmon Hill Road | Cingular/AT&T | American Tower | monopole | 157 | 170 | 415 | remove 3 flush mounted antennas @ 169' and 6 panel antennas at 157'; install 6 antennas and 6 TMAs @ 157'
| Beacon Falls | Rimmon Hill Road | AT&T | American Tower | monopole | 159 | 170 | 415 | add 3 LTE antennas to 6 existing antennas
| Beacon Falls | Rimmon Hill Road | Verizon | American Tower | monopole | 149 | 170 | 415 | replace 6 of 12 existing antennas with 3 new PCS and 3 new AWS antennas
| Beacon Falls | Rimmon Hill Road | AT&T | American Tower Corporation | monopole | 157 | 173 | 415 | replace 3 antennas with 3 850 MHz antennas
| Beacon Falls | Rimmon Hill Road | AT&T | American Tower Corporation | monopole | 159 | 173 | 415 | replace 3 antennas w/ 3 700/850/2300 MHz antennas; replace 3 RRHs, add 3 RRHs
| Berlin | Berlin Turnpike | Sprint | Berlin Fire Dept | monopole | 150 | 180 |  | 12 antennas |  | town antennas for police, fire, and public safety on top 30' of tower
| Berlin | Berlin Turnpike | AT&T | Berlin Fire Dept | monopole | 168 | 180 |  | add 6 Allgon 7250.03 panel antennas
| Berlin | Berlin Turnpike | T-Mobile | Berlin Fire Dept | monopole | 160 | 180 |  | install 9 panel antennas | pad
| Berlin | Berlin Turnpike | Verizon | Berlin Fire Dept | monopole | 118 | 180 |  | install 12 panel antennas | 12x30
| Berlin | Berlin Turnpike | Cingular | Berlin Fire Dept | monopole | 170 | 180 |  | remove 3 existing antennas, install 3 new ones |  | install 6 tower mount amplifiers; remove 1 existing equipment cabinet & install 2 new ones
| Berlin | Berlin Turnpike | Verizon | Berlin Fire Dept | monopole | 117 | 180 |  | replace 4 existing antennas with 4 new ones
| Berlin | Berlin Turnpike | Pocket (now MetroPCS) | Berlin Fire Dept | monopole | 124 | 180 |  | flush mount 3 antennas
| Berlin | Berlin Turnpike | T-Mobile | Berlin Fire Dept | monopole | 160 | 180 |  | replace 6 existing TMAs with 3 new UMTS TMAs and 3 GSM TMAs |  | UMTS upgrade
| Berlin | Berlin Turnpike | Verizon | Berlin Fire Dept | monopole | 114 | 180 |  | replace 6 existing PCS antennas with 3 new PCS and 3 new 700 MHz antennas
| Berlin | Berlin Turnpike | Clearwire | Berlin Fire Dept | monopole | 150 | 180 |  | install 3 WiMAX antennas @ 150' and 4 microwave dishes @ 154'
| Berlin | Berlin Turnpike | Verizon | Berlin Fire Dept | monopole |  | 180 |  |  |  | install 6 diplexer coax cables
| Berlin | Berlin Turnpike | AT&T | Berlin Fire Dept | monopole | 170 | 180 |  | add 3 LTE antennas to 3 existing GSM/UMTS antennas
| Berlin | Berlin Turnpike | Sprint | Berlin Fire Dept | monopole | 150 | 180 |  | replace 6 CDMA antennas with 3 dual-band antennas |  | 4G/LTE upgrade
| Berlin | Berlin Turnpike | MetroPCS | Berlin Fire Dept | monopole |  | 180 |  |  |  | replace existing radio cabinet with new radio cabinet for LTE upgrade
| Berlin | Berlin Turnpike | Verizon | Berlin Fire Dept | monopole | 114 | 180 |  | replace 6 of 12 existing antennas with 3 new cellular and 3 new AWS antennas
| Berlin | Berlin Turnpike | Sprint | Berlin Fire Dept | monopole | 150 | 180 |  | add 3 new LTE antennas to 3 existing ones
| Berlin | Berlin Turnpike | T-Mobile | Berlin Fire Dept | monopole | 160 | 180 |  | replace 6 antennas with 9 new antennas |  | 4G/LTE upgrade
| Berlin | Berlin Turnpike | T-Mobile | Berlin Fire Dept | monopole | 160 | 180 |  | remove all 6 existing antennas; install 9 new antennas
| Berlin | Berlin Turnpike | AT&T | Berlin Fire Dept | monopole | 170 | 175 |  | replace 3 antennas with 3 700/1900 MHz antennas
| Berlin | Berlin Turnpike | AT&T | Berlin Fire Dept | monopole | 170 | 175 |  | replace 3 RRUs with 3 new RRUs
| Berlin | Berlin Turnpike | Sprint | Berlin Fire Dept | monopole | 150 | 175 |  | install 3 2500 MHz antennas; 3 RRHs
| Berlin | Berlin Turnpike | T-Mobile | Berlin Fire Dept | monopole | 160 | 175 |  | replace 6 antennas with 3 x 600/700 MHz &3x1900/2100 MHz antennas
| Berlin | Chamberlain Highway | Nextel | Sprint | monopole | 113 | 125 |  | 12 4' Panel antennae | 10x20
| Berlin | Chamberlain Highway | VoiceStream | Sprint | monopole | 105 | 125 |  | 12 panel antenae | cabinets
| Berlin | Chamberlain Highway | Cellco | Sprint | monopole | 95 | 125 |  | 12 panel DB844H80 | 12x30
| Berlin | Chamberlain Highway | AT&T | Sprint | monopole | 75 | 125 |  | add 3 Allgon 7250.03 panel antennas |  | equipment cabinets on concrete pad
| Berlin | Chamberlain Highway | T-Mobile | Sprint | monopole | 105 | 125 |  | E911 upgrade
| Berlin | Chamberlain Highway | Cingular | Sprint | monopole | 65 | 125 |  | install 3 panel antennas | pad | three equipment cabinets
| Berlin | Chamberlain Highway | AT&T | Sprint | monopole | 75 | 125 |  | antennas removed - no longer in use
| Berlin | Chamberlain Highway | Cingular | Sprint | monopole |  | 125 |  |  |  | add 2 equipment cabinets
| Berlin | Chamberlain Highway | Pocket (now MetroPCS) | Sprint | monopole | 75 | 125 |  | flush mount 3 antennas
| Berlin | Chamberlain Highway | Clearwire | Crown Castle | monopole | 119 | 125 |  | install 3 WiMAX antennas, 3 RRHs, 1 microwave dish
| Berlin | Chamberlain Highway | AT&T | Crown Castle | monopole | 65 | 125 |  | remove 3 flush mounted antennas; replace with 6 antennas and 6 TMAs on platform
| Berlin | Chamberlain Highway | T-Mobile | Crown Castle | monopole | 100 | 125 |  | add 3 UMTS antennas and 6 TMAs to 3 existing GSM antennas |  | UMTS upgrade
| Berlin | Chamberlain Highway | Verizon | Crown Castle | monopole | 94 | 125 |  | replace 12 existing antennas with 6 new cellular, 3 new PCS, and 3 new LTE antennas
| Berlin | Chamberlain Highway | AT&T | Crown Castle | monopole | 66 | 125 |  | add 3 LTE antennas to 3 existing GSM and 3 existing UMTS antennas
| Berlin | Chamberlain Highway | Sprint | Crown Castle | monopole | 121 | 125 |  | replace 6 existing CDMA antennas with 3 dual-band antennas |  | 4G/LTE upgrade
Petition No. 1075 | Berlin | Chamberlain Highway |  | Crown Castle | monopole |  | 125 |  |  |  | relocate access road
| Berlin | Chamberlain Highway | Verizon | Crown Castle | monopole | 94 | 125 |  | replace 6 of 12 existing antennas with 3 cellular and 3 AWS antennas
| Berlin | Chamberlain Highway | Sprint | Crown Castle | monopole | 121 | 125 |  | add 3 new CDMA/LTE antennas to 3 existing antennas
| Berlin | Chamberlain Highway | Verizon | Crown Castle | monopole | 94 | 125 |  | replace 3 antennas w/ 3 700 MHz.
| Berlin | Chamberlain Highway | T-Mobile | Crown Castle | monopole | 101 | 125 |  | replace 3 ant. w/ 3 1900/2100 MHz ant
| Berlin | Chamberlain Highway | Sprint | Crown Castle | monopole | 123 | 125 |  | install 3 2500 MHz antennas; 3 RRHs
Sub-petition No. 1133 | Berlin | Chamberlain Highway | AT&T | Crown Castle | monopole | 133 | 133 |  | install 3 x 700/850 MHz antennas; add 9 rru's & relocate 3 rru's from g.l |  | install 10ft pipe mast extending tower to 133ft; remove 9 antennas and install 3 new antennas
Docket No. 172 | Berlin | New Park Drive | TCI Cable | TCI Cable | n/a |  |  | 192 | earth station dishes |  | 6-6.1 meter dishes, 6-4.5 meter dishes
| Berlin | Kensington Road | Nextel | Town of Berlin | monopole | 118 | 190 |  | 12-ALP 7120.16 | 10x20
| Berlin | Kensington Road | SCLP | Town of Berlin | monopole | 149 | 190 |  | 12-Allgon 7120.16 panel antennas | 12x26
| Berlin | Kensington Road | SNET/Cingular | Town of Berlin | monopole | 149 | 190 |  | replace existing antennas with 9CSS DUO4-8670, 6 tower mount amplifiers, 1 LMU @ 129'
| Berlin | Kensington Road | T-Mobile | Town of Berlin | monopole | 181 | 190 |  | add 6 EMS RR90-17-02DP antennas to 3 existing antennas | pad | 2 new Nortel S8000 cabinets
| Berlin | Kensington Road | Cingular | Town of Berlin | monopole | 149 | 190 |  | replace 3 existing antennas with 3 new ones |  | add 3 diplexers
| Berlin | Kensington Road | Verizon | Town of Berlin | monopole | 160 | 190 |  | install 6 PCS and 6 cellular antennas | 12x30
| Berlin | Kensington Road | Pocket (now MetroPCS) | Town of Berlin | monopole | 106 | 190 |  | flush mount 3 antennas
| Berlin | Kensington Road | T-Mobile | Town of Berlin | monopole | 180 | 190 |  | add 3 new antennas and 3 TMAs to 3 existing antennas and 3 TMAs
| Berlin | Kensington Road | Clearwire | Town of Berlin | monopole | 118 | 190 |  | install 3 WiMAX antennas @ 118' and 3 microwave dishes @ 122'
| Berlin | Kensington Road | AT&T | Town of Berlin/T-Mobile | monopole | 149 | 190 |  | replace 6 of 9 existing dual-band antennas with 6 new multi-band antennas
| Berlin | Kensington Road | Verizon | Town of Berlin/Crown Castle | monopole | 160 | 190 |  | replace 5 of 9 existing antennas with 2 cellular and 3 PCS antennas and add 3 LTE antennas
| Berlin | Kensington Road | Crown Castle | Town of Berlin/Crown Castle | monopole |  | 190 |  |  |  | Crown Castle to make modifications to tower to strengthen it
| Berlin | Kensington Road | T-Mobile | Town of Berlin/Crown Castle | monopole | 181 & 184 | 190 |  | replace 3 antennas w/ 3 LTE antennas + 3 RRHs
| Berlin | Kensington Road | AT&T | Town of Berlin | monopole | 151 | 190 |  | replace 6 ant. w/ 6 new antennas, add 6 TMAs, 6 RRUs, 1 surge arrestor
| Berlin | Kensington Road | Verizon | Town of Berlin | monopole | 160 | 190 |  | replace 12 antennas with 3 700, 3 850, 3 1900, and 3 2100 MHz new antennas |  | install 9 new RRHs and 5 new antenna cables
| Berlin | Kensington Road | T-Mobile | Crown Castle | monopole | 181 | 190 |  | replace 6 ant w/ 6 1900/2100 MHz
| Berlin | Kensington Road | AT&T | Crown Castle | monopole | 151 | 190 |  | replace 3 antennas and 3 RRHs; install 3 RRHs
| Berlin | Kensington Road | Sprint | Crown Castle | monopole | 118 | 190 |  | replace 3 antennas w 3x850/1900MHz & install 3x2500MHz antennas; add 6 rru's
| Berlin | Kensington Road | Verizon | Crown Castle | monopole | 160 | 190 |  | replace 6 antennas w 3 x 700 MHz & 3x 2100 Mhz antennas; replace 6 rru's
Docket No. 40 | Berlin | Beckley Road | SNET Cellular | SNET Cellular | monopole | 150 | 150 | 190 | (4-6) whips | 21'x25' | Alternate to Middletown Site
| Berlin | Beckley Road | SNET/SCLP | SNET/SCLP | monopole | [5 empty] | Transfer of certificate from SNET to Springwich Cellular limited Partnership
| Berlin | Beckley Road | SNET/SCLP | SNET/SCLP | monopole | 150 | 150 | 190 | Directional panel antennas , Approx. 4' |  | Increase Channels Change Antenna Type
| Berlin | Beckley Road | SCLP/Sprint | SNET/SCLP | monopole | 117 | 150 | 190 | 9- 4.3' panels, 1 gps |  | Add 9 4.3' Allgon (7148.05) panels and 1 gps at 50'
| Berlin | Beckley Road | SCLP/Omni | SNET Cellular | monopole | 162 | 150 | 190 | 1-72"x16" diameter canister | 10x12 slab | Replace existing 150 ft mono with new 150 ft mono
| Berlin | Beckley Road | Sprint | SNET Cellular | monopole |  | 150 | 190 |  | cabinet | add a 4x4 back-up cabinet
| Berlin | Beckley Road | VoiceStream | SNET Cellular | monopole |  | 150 | 190 |  | cabinet | install 1 Nortel S8000 and 1 booster cabinet
| Berlin | Beckley Road | Cingular | American Tower | monopole | 152 | 150 | 190 | replace existing with 9 CSS DUO1417-8686-4-0, 9 tower mount amplifiers
| Berlin | Beckley Road | AT&T | SCLP/ mnged by American Tower | monopole | 106 | 150 | 190 | install 6 Allgon 7250.03 panel antennas |  | cabinets on concrete pad
| Berlin | Beckley Road | Verizon | SCLP/ mnged by American Tower | monopole | 116 | 150 | 190 | install 12 RWA-80014 panel antennas | 12X30
| Berlin | Beckley Road | Verizon | SCLP/ mnged by American Tower | monopole | 116 | 150 | 190 | replace 6 cellular antennas with 6 PCS antennas
| Berlin | Beckley Road | Nextel | SCLP/ mnged by American Tower | monopole | 96 | 150 | 190 | install 12 panel antennas | 12x20
| Berlin | Beckley Road | Cingular | SCLP/ mnged by American Tower | monopole | 152 | 150 | 190 | replace existing antennas with 6 new ones | 12x20 | replace existing TMAs with 12 new ones
| Berlin | Beckley Road | Cingular/AT&T | SCLP/ mnged by American Tower | monopole |  | 150 | 190 | remove all AT&T equipment
| Berlin | Beckley Road | Cingular | SCLP/ mnged by American Tower | monopole | 152 | 150 | 190 | remove existing antennas; replace with 6 new ones and 6 TMAs
| Berlin | Beckley Road | Pocket (now MetroPCS) | SCLP/ mnged by American Tower | monopole | 142 | 150 | 190 | flush mount 3 antennas
| Berlin | Beckley Road | T-Mobile | SCLP/ mnged by American Tower | monopole | 163 | 150 | 190 | remove 3 existing antennas and 3 TMAs; replace with 3 new antennas and 6 TMAs |  | UMTS upgrade
| Berlin | Beckley Road | AT&T | American Tower | monopole | 152 | 150 | 190 | add 3 LTE antennas to 3 existing GSM and 3 existing UMTS antennas
| Berlin | Beckley Road | Verizon | American Tower | monopole | 116 | 150 | 190 | replace 12 existing antennas with 6 cellular, 3 PCS, and 3 LTE antennas
| Berlin | Beckley Road | MetroPCS | American Tower | monopole |  | 150 | 190 |  |  | replace radio cabinet as part of LTE upgrade
| Berlin | Beckley Road | Verizon | American Tower | monopole | 116 | 150 | 190 | replace 6 of 12 existing antennas with 3 PCS and 3 AWS antennas
| Berlin | Beckley Road | Sprint | American Tower | monopole | 127 | 150 | 190 | replace 3 CDMA antennas with 3 dual-band antennas |  | 4G/LTE upgrade
| Berlin | Beckley Road | American Tower Corporation | American Tower | monopole |  | 150 | 190 |  |  | install 130 kW diesel generator for backup power
| Berlin | Beckley Road | T-Mobile | American Tower | monopole | 163 | 150 | 190 | replace 3 existing antennas with three dual-band antennas
| Berlin | Beckley Road | AT&T | American Tower | monopole | 152 | 150 | 190 | install 3 remote radio heads
| Berlin | Beckley Road | Sprint | American Tower | monopole | 152 | 150 | 190 | add 3 new CDMA/LTE antennas to 3 existing antennas
| Berlin | Beckley Road | Verizon | American Tower | monopole | 116 | 150 | 190 | replace 3 of 12 existing antennas with 3 new 700 MHz LTE antennas
| Berlin | Beckley Road | Verizon | American Tower Corporation | monopole | 116 | 150 | 190 | replace 6 antennas with 3 1900 and 3 2100 MHz antennas
| Berlin | Beckley Road | AT&T | American Tower | monopole | 152 | 150 | 190 | replace 3 antennas and 3 RRHs
| Berlin | Beckley Road | Verizon | American Tower | monopole | 116 | 150 | 190 | replace 6 antennas w/ 6 700/850/1900/2100 MHz antennas; add 6 RRHs
| Berlin | Beckley Road | T-Mobile | American Tower | monopole | 142 | 150 | 190 | install 3x1900/2100MHz & 3x1900/2100/600/700MHz antennas; add 3 rru's |  | relocate from 163 to 142-ft CL and remove top 20-ft of d tower
| Berlin | Beckley Road | AT&T | American Tower | monopole | 152 | 150 | 190 | install 3 x rru's | install 5 x rru's
| Berlin | Beckley Road | Sprint | American Tower | monopole | 127 | 150 | 190 | relocate 3 antennas & istall 3x2500 MHz antennas; reloctae 6 rrus& install 6 new rrus
| Bethany | Amity Road | DPS | DPS | self-support lattice | 95-180 | 180 | 670 | 3 whips, 1 dish | 35'x20'
| Bethany | Amity Road | DPS | DPS | self-support lattice | 95-180 | 180 | 670 | 4-new/3-whip,1-dish | 35' x 20'
| Bethany | Amity Road | DPS | DPS | self-support lattice |  | 180 | 670 | replace tower
| Bethany | Amity Road | Omni | DPS | self-support lattice | 143 | 180 | 670 | 3-4' panels
Docket No. 168 | Bethany | Amity Road | SCLP | SCLP | monopole | 150 | 150 | 740 | 12-4'x2' panels | 12x26 | Former Bethany Airport
| Bethany | Amity Road | Sprint | American Tower | monopole | 130 | 150 | 740 | 12 DB980F90 antennas |  | 10'x20' concrete pad for equipment
| Bethany | Amity Road | SNET/Cingular | American Tower | monopole | 151 | 150 | 740 | replace existing antennas with 9 CSS DUO4-8670, 6 tower mount amplifiers, 1 LMU @ 72'
| Bethany | Amity Road | AT&T | American Tower | monopole | 120 | 150 | 740 | add 6 Allgon 7250.03 panel antennas |  | up to four equipment cabinets on concrete pad
| Bethany | Amity Road | Cingular/AT&T | American Tower | monopole | 120 | 150 | 740 | decommission AT&T antennas
| Bethany | Amity Road | Cingular | American Tower | monopole | 150 | 150 | 740 | remove 3 existing antennas, install 3 new ones |  | install 3 diplexers
| Bethany | Amity Road | Verizon | American Tower | monopole | 140 | 150 | 740 | install 3 cellular, 3 PCS, and 3 700MHz antennas
| Bethany | Amity Road | MetroPCS | American Tower | monopole | 120 | 150 | 740 | install 6 antennas | pad
| Bethany | Amity Road | AT&T | AT&T | monopole | 151 | 150 | 740 | replace 6 of 9 dual-band antennas with 6 multi-band antennas
| Bethany | Amity Road | Sprint | AT&T | monopole | 130 | 150 | 740 | replace 6 CDMA antennas with 3 dual-band antennas |  | 4G/LTE upgrade
| Bethany | Amity Road | Verizon | AT&T | monopole | 140 | 150 | 740 | replace 3 of 9 existing antennas with 3 LTE antennas
| Bethany | Amity Road | AT&T | AT&T | monopole |  | 150 | 740 |  |  | install 50 kW propane generator for backup power | propane generator
| Bethany | Amity Road | MetroPCS | AT&T | monopole | 120 | 150 | 740 | replace 6 existing antennas with 6 new UMTS/LTE antennas
| Bethany | Amity Road | Sprint | Crown Castle | monopole | 120 | 150 | 740 | add 3 CDMA/LTE antennas to 3 existing ones
| Bethany | Amity Road | Verizon | Crown Castle | monopole | 140 | 150 | 740 | replace 6 ant w/ 3 700/2100 MHz & 3 1900 MHz; add 6 RRHs
| Bethany | Amity Road | Sprint | Crown Castle | monopole | 130 | 150 | 740 | install 3 2500 MHz antennas; 3 RRHs
| Bethany | Amity Road | Verizon | Crown Castle | monopole | 140 | 150 | 740 | replace 6 antennas w 3 x 700 MHz & 3 x 2100 MHz antennas , replace 6 rru's
| Bethany | Meyers Road | Smart SMR(Nextel) | AT&T | self-support lattice | 300 | 338 | 618 | 3-13' omni to 12-4' panel
| Bethany | Meyers Road | Nextel | AT&T Long Lines | self-support lattice | 250 | 338 | 618 | 6-panels, ALP-E 9011-D |  | Share equipment building
| Bethany | Meyers Road | Metricom | American Tower Management, Inc | self-support lattice | 165 | 337.5 | 618 | 16-Larsen panel antennas; 4-WCS Decibel ant. | w/in existing
| Bethany | Meyers Road | Verizon | American Tower Management, Inc | self-support lattice | 180 | 338 | 618 | 12-Swedcom antennas; 1-GPS antenna | 12'x30' | 40 KW diesel fueled emergency stand-by generator | diesel generator
| Bethany | Meyers Road | AT&T | American Tower Management, Inc | self-support lattice | 165 | 338 | 618 | add 6 Allgon 7250.03 panel antennas |  | up to four equipment cabinets on concrete pad
| Bethany | Meyers Road | Nextel | American Tower Management, Inc | self-support lattice | 250 | 338 | 618 | replace 9 existing with 12 new antennas |  | up to four equipment cabinets on concrete pad
| Bethany | Meyers Road | Verizon | American Tower Management, Inc | self-support lattice | 180 | 338 | 618 | replace 6 cellular antennas with 6 PCS antennas
| Bethany | Meyers Road | T-Mobile | American Tower Management, Inc | self-support lattice | 220 | 338 | 618 | install 3 panel antennas | pad
| Bethany | Meyers Road | US Coast Guard | American Tower Management, Inc | self-support lattice | 220 | 338 | 618 | install various antennas at different levels of tower |  | install propane-fueled backup generator | propane generator
| Bethany | Meyers Road | Cingular | American Tower Management, Inc | self-support lattice | 165 | 338 | 618 | replace 3 existing antennas |  | install 6 tower mount amplifiers
| Bethany | Meyers Road | Cingular | American Tower Management, Inc | self-support lattice | n/a | 338 | 618 | n/a |  | extend equipment pad
| Bethany | Meyers Road | Pocket (now MetroPCS) | American Tower Management, Inc | self-support lattice | 100 | 338 | 618 | flush mount 3 antennas
| Bethany | Meyers Road | Verizon | American Tower Management, Inc | self-support lattice | 180 | 338 | 618 | replace 6 existing PCS antennas with 3 new PCS and 3 new 700 MHz antennas
| Bethany | Meyers Road | AT&T | American Tower Management, Inc | self-support lattice | 165 | 338 | 618 | add 3 LTE antennas to 3 existing GSM/UMTS antennas
| Bethany | Meyers Road | Sprint | American Tower Management, Inc | self-support lattice | 240 | 338 | 618 | replace 6 CDMA antennas with 3 dual-band antennas |  | 4G/LTE upgrade
| Bethany | Meyers Road | DHS, ICS | American Tower Management, Inc | self-support lattice | 194 | 338 | 618 | install one omnidirectional antenna
| Bethany | Meyers Road | American Tower | American Tower Management, Inc | self-support lattice | n/a | 338 | 618 | n/a |  | American Tower to install diesel generator for emergency back up power | diesel generator |  | shared
| Bethany | Meyers Road | Sprint | American Tower Management, Inc | self-support lattice | 240 | 338 | 618 | add 3 new CMDA/LTE antennas to 3 existing ones
| Bethany | Meyers Road | Light Squared | American Tower Management, Inc | self-support lattice | 326 | 338 | 618 | 1 whip antenna |  | equipment within existing ATC building
| Bethany | Meyers Road | T-Mobile | American Tower Management, Inc | self-support lattice | 220 | 338 | 618 | install 3 LTE antennas w/ smart bias tee
| Bethany | Meyers Road | Sprint | American Tower Management, Inc | self-support lattice | 240 | 338 | 618 | replace 6 antennas w 3 x 850/1900 MHz &3 x 2500 MHz antennas; add 6 rru's
| Bethany | Meyers Road | Sigfox | American Tower Management, Inc | self-support lattice | 147 | 338 | 618 | install 1 x 900 MHz antenna on side arm | install 1 x cabinet
| Bethel | Francis J. Clarke Circle | AT&T | SBA | monopole | 125 | 155 | 411 | add 6 Allgon 7250.03 panel antennas |  | up to four equipment cabinets on concrete pad
| Bethel | Francis J. Clarke Circle | Sprint | SBA | monopole | 157 | 155 | 411 | add 12 DB980G90 panel antennas |  | equipment cabinets on concrete pad
| Bethel | Francis J. Clarke Circle | Verizon | SBA | monopole | 136 | 155 | 411 | install 12 panel antennas | 12x30 | Nextel on tower @ 146'
| Bethel | Francis J. Clarke Circle | Sprint Nextel | SBA | monopole | 157 | 155 | 411 | remove 3 CDMA antennas, install 3 WiMAX antennas and 2 microwave dishes | pad | add 2 WiMAX cabinets
| Bethel | Francis J. Clarke Circle | Verizon | SBA | monopole | 137 | 155 | 411 | replace 4 LPA-80090/4CF antennas with 2 LPA-80063/6CF antennas
| Bethel | Francis J. Clarke Circle | Cingular | SBA | monopole | 127 | 155 | 411 | replace 3 existing antennas with 3 new antennas and 6 TMAs
| Bethel | Francis J. Clarke Circle | MetroPCS | SBA | monopole | 117 | 155 | 411 | install 6 panel antennas
| Bethel | Francis J. Clarke Circle | Cingular | SBA | monopole | n/a | 155 | 411 | n/a |  | install new equipment cabinet
| Bethel | Francis J. Clarke Circle | Clearwire | SBA | monopole | 157 | 155 | 411 | install 3 WiMAX antennas, 3 radioheads, 2 microwave dishes |  | add 1 WiMAX equipment cabinet to existing concrete pad
| Bethel | Francis J. Clarke Circle | Sprint | SBA | monopole | 157 | 155 | 411 | replace 3 of 9 existing antennas
| Bethel | Francis J. Clarke Circle | AT&T | SBA | monopole | 127 | 155 | 411 | add 3 antennas and 6 RRHs to existing 3 antennas and 6 TMAs
| Bethel | Francis J. Clarke Circle | Verizon | SBA | monopole | 137 | 155 | 411 | replace 8 of 12 antennas with 2 cellular, 3 PCS and 3 LTE antennas
| Bethel | Francis J. Clarke Circle | Sprint | SBA | monopole | 155 | 155 | 411 | replace 6 CDMA antennas with 3 dual-band antennas
| Bethel | Francis J. Clarke Circle | Sprint | SBA | monopole | 157 | 155 | 411 | add 3 dual band antennas to 3 existing antennas
| Bethel | Francis J. Clarke Circle | T-Mobile | SBA | monopole | 117 | 155 | 411 | replace 6 existing GSM antennas with 6 new GSM/LTE antennas
| Bethel | Francis J. Clarke Circle | Verizon | SBA | monopole | 140 | 155 | 411 | replace 6 antennas with 3 700/2100 MHz antennas and 3 1900 MHz antennas
| Bethel | Francis J. Clarke Circle | AT&T | SBA | monopole | 127 | 155 | 411 | add 3 RRHs
| Bethel | Francis J. Clarke Circle | T-Mobile | SBA | monopole | 117 | 155 | 411 | replace 3 antennas w 3 x 600/700 MHz antennas; add 3 rru's
Petition No. 577 | Bethel | Shelley Road | Sprint | CL&P | utility pole | 93 | 77.5 | 485.8 | add 3 panel antennas on power mount extension |  | equipment shelter on 10x25 platform
Docket No. 288 | Bethel | Spring Hill Lane | AT&T | AT&T | monopole | 125 | 125 | 801 | flush mount three panel antennas | pad | docket 288: tower replaces existing 90' guyed lattice tower owned by Valley Communications
Docket No. 288 | Bethel | Spring Hill Lane | Nextel | AT&T | monopole | 85 | 125 | 801 | change existing whip for panel antennas | 12x20
Docket No. 288 | Bethel | Spring Hill Lane | Others (see Comments) | AT&T | monopole | 125 | 125 | 801 | whips mounted on top of pole |  | other users: Bethel PD, Thomas Refuse, Utility Communications, Valley Communications, Yankee Gas
Docket No. 288 | Bethel | Spring Hill Lane | Sprint | AT&T | monopole | 115 | 125 | 801 | six panel antennas on platform | pad
Docket No. 288 | Bethel | Spring Hill Lane | T-Mobile | AT&T | monopole | 105 | 125 | 801 | install 12 panel antennas | pad
| Bethel | Spring Hill Lane | Verizon | AT&T | monopole | 92 | 125 | 801 | install 12 panel antennas | 12x20
| Bethel | Spring Hill Lane | Verizon | AT&T | monopole | 92 | 125 | 801 | replace 2 cellular antennas with 2 new cellular antennas
| Bethel | Spring Hill Lane | Sprint | AT&T | monopole | 112 | 125 | 801 | add 3 antennas and 1 TMA to 3 existing antennas
| Bethel | Spring Hill Lane | AT&T | AT&T | monopole | 123 | 125 | 801 | add 3 antennas and 6 RRHs to 6 existing antennas and 6 TMAs
| Bethel | Spring Hill Lane | Verizon | AT&T | monopole | 92 | 125 | 801 | replace 6 of 12 existing antennas with 3 PCS and 3 LTE antennas
| Bethel | Spring Hill Lane | Sprint | AT&T | monopole | 110 | 125 | 801 | replace 6 CDMA antennas with 3 dual-band antennas |  | 4G/LTE upgrade
| Bethel | Spring Hill Lane | Verizon | AT&T | monopole | 95 | 125 | 801 | replace 9 of 12 existing antennas with 3 cellular, 3 PCS, and 3 AWS antennas
| Bethel | Spring Hill Lane | n/a | Blue Sky Towers LLC | monopole | n/a | 125 | 801 | n/a |  | Transfer of Certificate
| Bethel | Spring Hill Lane | T-Mobile | Blue Sky Towers LLC | monopole | 101 | 125 | 801 | install 3 LTE antennas & 3 RRUs
| Bethel | Spring Hill Lane | Verizon | Blue Sky Towers LLC | monopole | 95 | 125 | 801 | replace 9 antennas with 3 700, 3 1900, and 3 2100 MHz antennas
| Bethel | Spring Hill Lane | AT&T | Blue Sky Towers LLC | monopole | 122 | 125 | 801 | replace 3 with 3 new 850/2300 MHZ, install 6 RRHs
| Bethel | Spring Hill Lane | AT&T | Blue Sky Towers LLC | monopole | 122 | 125 | 801 | replace 3 RRHs
| Bethel | Spring Hill Lane | Sprint | Blue Sky Towers LLC | monopole | 115 | 25 | 801 | install 3 2500 MHz antennas & 3 RRHs
| Bethel | Spring Hill Lane | T-Mobile | Blue Sky Towers LLC | monopole | 102 | 125 | 801 | replace 6 exisiting with 6 x600/700/1900/2100 MHz antennas |  | 3 x RRU & 2 cables
| Bethel | Spring Hill Lane | AT&T | Blue Sky Towers LLC | monopole | 122 | 125 | 801 | install 3 x 2100MHz ; add 6RRHs
Docket No. 458 | Bethel | Codfish Hill Road | Verizon | North Atlantic Towers | monopole | 150 | 150 | 567 | install 3 746, 3 869, 3 1970, and 3 2145 MHz antennas | 12'x26' |  | diesel generator
| Bethel | Codfish Hill Road | North Atlantic Towers | Tarpon Towers | [6 empty] | Transfer of Certificate from North Atlantic Towers to Tarpon Towers
Petition No. 479 | Bethel | Stony Hill Road | Nextel/AT&T | CL&P | utility pole | 156; 145 | 140 |  | stacked 30" AcCELLerator w/ 6-EMSpanel antennas. 3-EMS flush mounted. | 10'x20';10'x14'
| Bethel | Stony Hill Road | AT&T Wireless | CL&P | utility pole | n/a | 140 |  | n/a | cabinet | Install new cabinet on existing pad
| Bethel | Stony Hill Road | AT&T Wireless | CL&P | utility pole | 145 | 140 |  | replace 3 existing with 3 new antennas |  | three more cabinets at base
| Bethel | Stony Hill Road | Cingular | CL&P | utility pole | 145 | 140 |  | remove 3 existing antennas, replace with 3 new antennas
| Bethel | Stony Hill Road | AT&T | CL&P | utility pole | 145 | 140 |  | add 3 antennas and 3 TMAs to 3 existing antennas and 6 TMAs
| Bethel | Stony Hill Road | AT&T | Eversource | utility pole | top | 140 |  | install 3 700/850/1900/2100 |  | replace existing mount with t-arm mount
| Bethel | Stony Hill Road | AT&T | Eversource | utility pole | top | 141 |  |  |  | install underground conduit and fiber-optic cable; install 1 cabinet on new 4' x 4' concrete pad
Petition No. 457 | Bethel | Chimney Drive | VoiceStream | CL&P | utility pole | 173 | 150 | 500 | 6-EMS Dual-Pol Antennas | cabinet | 4.5" dia pipe extension, Structure # 10256
| Bethel | Chimney Drive | T-Mobile | Eversource | utility pole | 162 & 154 | 145 |  | replace pipe mast and all antennas w/ new pipe mast, 3 ant at 162' and 3 ant at 154'
Petition No. 515 | Bethel | Sky Edge Lane | Sprint | CL&P | utility pole | 157 | 150 |  | 12 panel antennae | cabinets | install 10' power mount extension on 150' transmision line pole
Petition No. 796 | Bethel | Sky Edge Lane | Verizon | CL&P | utility pole | 167 | 150 |  | install 6 antennas | 12x30 | add 10 feet to existing power mount extension on 150' transmission line pole
| Bethel | Sky Edge Lane | Verizon | CL&P | utility pole | 167 | 150 |  | replace 6 existing antennas with 3 LTE antennas and 3 dual-band antennas (PCS/cellular)
| Bethel | Sky Edge Lane | Sprint | CL&P | utility pole | 157 | 150 |  | replace 6 CDMA antennas with 3 dual band antennas |  | 4G/LTE upgrade
| Bethel | Sky Edge Lane | Verizon | Eversource | utility pole | 167 | 150 |  | replace 6 ant w/ 3 700/2100 MHz, 3 850/1900 MHz ant
| Bethel | Sky Edge Lane | Sprint | Eversource | utility pole | 157.5 | 150 |  | replace 3 antennas w 3 x 800/1900/2500 MHz antennas | install 3 RRU's
| Bethlehem | Watertown Road | Nextel | SBA | monopole | 185 | 199 | 1005 | add 12 panel antennas | 12x20 | Sprint on tower at 195'
| Bethlehem | Watertown Road | New Cingular | SBA | monopole | 165 | 199 | 1005 | install 12 panel antennas | 12x20
| Bethlehem | Watertown Road | Verizon | SBA | monopole | 175 | 199 | 1005 | install 12 panel antennas | 12x30
| Bethlehem | Watertown Road | T-Mobile | SBA | monopole | 155 | 199 | 1005 | install 3 panel antennas | pad
| Bethlehem | Watertown Road | Verizon | SBA | monopole | 175 | 199 | 1005 | replace 6 LPA-185080/12CF antennas with 6 LPA-80080/6CF antennas
| Bethlehem | Watertown Road | Verizon | SBA | monopole | 175 | 199 | 1005 | replace 6 of 12 existing antennas with 3 PCS and 3 LTE antennas
| Bethlehem | Watertown Road | Sprint | SBA | monopole | 148 | 199 | 1005 | replace 12 existing antennas with 3 dual band antennas |  | 4G/LTE upgrade
| Bethlehem | Watertown Road | AT&T | SBA | monopole | 165 | 199 | 1005 | add 3 multi-band antennas for LTE to 6 GSM/UMTS antennas
| Bethlehem | Watertown Road | T-Mobile | SBA | monopole | 155 | 199 | 1005 | install 3 LTE antennas
| Bethlehem | Watertown Road | Sprint | SBA | monopole | 195 | 199 | 1005 | install 3 850/2500 MHz antennas and 6 RRHs on platform
| Bethlehem | Watertown Road | AT&T | SBA | monopole | 165 | 199 | 1005 | replace 3 antennas w 3 x 700/1900 MHz antennas; add 9 RRU's
| Bloomfield | Filley Street | T-Mobile | T-Mobile | monopole | 95 | 95 |  | remove and replace 1 existing antenna; add 2 antennas and 3 TMAs |  | UMTS upgrade
| Bloomfield | Filley Street | T-Mobile | T-Mobile | monopole | 93 | 95 |  | replace 3 of 6 existing antennas with 3 new LTE antennas |  | 4G/LTE upgrade
| Bloomfield | Filley Street | T-Mobile | T-Mobile | monopole | 93 | 95 |  | replace 3 antennas w 3 x 600/700 MHz antennas & install 3 x 1900/2100 MHz antennas; add 3 RRU's
| Bloomfield | Blue Hills Avenue | SCLP | Blue Hills Fire Dept | self-support lattice | 100 | 125 |  | 9 panels, ALP 11011N | 12x26
| Bloomfield | Blue Hills Avenue | XM Satellite | SBA | self-support lattice | 126(ant);33(dish) | 125 |  | 70"whip; 26" dish | cabinet
| Bloomfield | Blue Hills Avenue | AT&T Wireless | SBA | self-support lattice | 108 | 125 |  | 12 panel antenae | 9x19
| Bloomfield | Blue Hills Avenue | Sprint | SBA | self-support lattice | 87 | 125 |  | 9 panel | cabinets | GPS at 50' / install waveguide cables per PE
| Bloomfield | Blue Hills Avenue | VoiceStream | SBA | self-support lattice | 127 | 125 | 121 | 12 panel EMS-RR90-17-02 DP | cabinet
| Bloomfield | Blue Hills Avenue | AT&T Wireless | SBA | self-support lattice |  | 125 |  |  |  | install additional equipment cabinet
| Bloomfield | Blue Hills Avenue | SNET/Cingular | SBA | self-support lattice | 97 | 125 |  | replace existing antennas with 9 CSS DUO4-8670, 6 tower mount amplifiers, 3 diplexers, 1 LMU @ 72'
| Bloomfield | Blue Hills Avenue | T-Mobile | SBA | self-support lattice | 127 | 130 |  | E911 upgrade
| Bloomfield | Blue Hills Avenue | AT&T Wireless | SBA | self-support lattice |  | 130 |  | add GPS antenna for E911
| Bloomfield | Blue Hills Avenue | AT&T Wireless | SBA | self-support lattice | 108 | 130 |  | remove antennas - no longer in use
| Bloomfield | Blue Hills Avenue | Verizon | SBA | self-support lattice | 110 | 130 |  | install 6 PCS and 6 cellular antennas | 12x20
| Bloomfield | Blue Hills Avenue | Cingular | SBA | self-support lattice | 97 | 130 |  | remove 9 antennas, 6 TMAs, and 6 diplexers; replace with 6 new antennas, 6 TMAs, and 6 diplexers
| Bloomfield | Blue Hills Avenue | T-Mobile | SBA | self-support lattice | 125 | 130 |  | add 3 antennas and 3 TMAs to 6 existing antennas and TMAs |  | UMTS upgrade
| Bloomfield | Blue Hills Avenue | Pocket (now MetroPCS) | SBA | self-support lattice | 77 | 130 |  | flush mount 3 antennas
| Bloomfield | Blue Hills Avenue | Clearwire | SBA | self-support lattice | 120 | 130 |  | install 3 WiMAX antennas and 2 microwave dishes
| Bloomfield | Blue Hills Avenue | AT&T | SBA | self-support lattice | 97 | 130 |  | add 3 LTE antennas to 6 existing GSM/UMTS antennas
| Bloomfield | Blue Hills Avenue | Verizon | SBA | self-support lattice | 110 | 130 |  | replace 6 of 12 existing antennas with 3 PCS and 3 LTE antennas
| Bloomfield | Blue Hills Avenue | Sprint | SBA | self-support lattice | 87 | 130 |  | replace 12 CDMA antennas with 3 dual-band antennas |  | 4G/LTE upgrade
| Bloomfield | Blue Hills Avenue | MetroPCS | SBA | self-support lattice |  | 130 |  |  |  | replace radio cabinet as part of LTE upgrade
| Bloomfield | Blue Hills Avenue | T-Mobile | SBA | self-support lattice | 125 | 130 |  | replace 6 existing antennas with 6 dual-band antennas |  | 4G/LTE upgrade
| Bloomfield | Blue Hills Avenue | Verizon | SBA | self-support lattice | 110 | 130 |  | replace 6 of 12 existing antennas with 3 cellular and 3 AWS antennas
| Bloomfield | Blue Hills Avenue | Sprint | SBA | self-support lattice | 87 | 130 |  | install 3 LTE antennas
| Bloomfield | Blue Hills Avenue | T-Mobile | SBA | self-support lattice | 125 | 125 |  | install 3 700 MHz antennas
| Bloomfield | Blue Hills Avenue | AT&T | SBA | self-support lattice | 98 | 125 |  | replace 3 antennas with 3 700/1900 MHz antennas
| Bloomfield | Blue Hills Avenue | AT&T | SBA | self-support lattice | 98 | 125 |  | replace 3 existing remote radio heads with 3 new & install 3 additional rr heads
| Bloomfield | Blue Hills Avenue | T-Mobile | SBA | self-support lattice | 125 | 125 |  | replace 6 antennas w 3x 600/700 Mhz & 3 x 1900/2100 MHz antennas; replace 3 x rru's
| Bloomfield | Blue Hills Avenue | AT&T | SBA | self-support lattice | 98 | 125 |  | replace 3 antennas w 3x700/850/1900 MHz & install 3 x 2100 MHz antennas; replace 6 rru's & add 3 rru's
Docket No. 379 | Bloomfield | Burr Road | T-Mobile | SBA | monopole | 127 | 130 | 199 |  | pad
Docket No. 379 | Bloomfield | Burr Road | Verizon | SBA | monopole | 117 | 130 | 199 | install 15 antennas in three sectors | 12x30
| Bloomfield | Burr Road | Cingular | SBA | monopole | 107 | 130 | 199 | install 12 antennas and 12 TMAs | 12x20
Petition No. 1020 | Bloomfield | Burr Road | MetroPCS | SBA | monopole | 137 | 140 | 199 | install six antennas | pad | extend height of tower by 10 feet for MetroPCS antennas
| Bloomfield | Burr Road | AT&T | SBA | monopole | 108 | 140 | 199 | add 3 LTE antennas to 6 existing GSM/UMTS antennas
| Bloomfield | Burr Road | Verizon | SBA | monopole | 117 | 140 | 199 | replace 6 of 12 existing antennas with 3 PCS and 3 AWS antennas
| Bloomfield | Burr Road | T-Mobile | SBA | monopole | 126 | 140 | 199 | replace 3 of 6 existing antennas with 6 new LTE antennas
| Bloomfield | Burr Road | T-Mobile | SBA | monopole | 130 | 140 | 199 | install 3 700 MHz antennas
| Bloomfield | Burr Road | Verizon | SBA | monopole | 117 | 140 | 199 | replace 9 antennas with 6 1900 and 3 2100 MHz antennas
| Bloomfield | Burr Road | T-Mobile | SBA | monopole | 130 | 140 | 199 | replace 9 antennas with 6x1900/2100MHz and 3x600/700MHz antennas; swap 3 rru's
Petition No. 472 | Bloomfield | Duncaster Road | Voicestream | CL&P | utility pole | 102 | 87 |  | install 6 antennas on 17' extension on transmission line tower | pad
| Bloomfield | Duncaster Road | T-Mobile | CL&P | utility pole | 101 | 87 |  | remove 3 existing GSM antennas; install 3 new GSM antennas @ 101' and 3 new UMTS antennas @ 95'
Docket No. 416 | Bloomfield | Day Hill Road | Verizon | Verizon | monopole | 110 | 110 | 178 | install 15 antennas | 12x24 |  | propane generator | 70-hour capacity
| Bloomfield | Day Hill Road |  | Construction Services Towers | monopole |  | 110 | 178 |  |  | Transfer of Certificate
| Bloomfield | Day Hill Road | Verizon | Florida Tower Partners | monopole | 110 | 110 | 178 | replace 6 of 12 exxisting antennas with 3 PCS and 3 AWS antennas
| Bloomfield | Day Hill Road |  | American Towers LLC | monopole |  | 110 | 178 |  |  | Transfer of Certificate
| Bloomfield | Day Hill Road | T-Mobile | American Towers LLC | monopole | 100 | 110 | 178 | install new 700/1900/2100MHz antennas, install 3 RRHs and 3 new cables, | 8 x16 pad
| Bloomfield | Day Hill Road | Verizon | American Towers LLC | monopole | 110 | 110 | 178 | replace 6 antennas with 6 700/850/1900/2100 MHz antennas; add 12 RRHs
| Bloomfield | Day Hill Road | T-Mobile | American Towers LLC | monopole | 100 | 110 | 178 | replace 6 anteennas w 3 x 1900/2100 MHz & 3x 600/700 MHz antennas
| Bloomfield | Brewer Drive | SCLP | Sprint | monopole | 100 | 120 | 203 | 9 panels, ALP 11011N | 12x26 | Sprint and Town also have antennas on this tower
| Bloomfield | Brewer Drive | Omni | Sprint | monopole | 110 | 120 | 203 | 3-EMS RR90-1702DP | cabinets
| Bloomfield | Brewer Drive | VoiceStream | Sprint | monopole | 107 | 120 |  | 3 panel (EMS DR65-18-02DPL2Q) | cabinets | replace 3 existing antennas
| Bloomfield | Brewer Drive | T-Mobile | Sprint | monopole | 107 | 120 |  | E911 upgrade
| Bloomfield | Brewer Drive | Cingular | Sprint | monopole | 97 | 120 |  | replace 9 existing antennas with 9 new antennas and 6 tower mount amps |  | use existing equipment shelter
| Bloomfield | Brewer Drive | Cingular | Sprint | monopole | 100 | 120 |  | remove 3 existing antennas, replace with 3 Powerwave 7770 antennas |  | install 3 diplexers
| Bloomfield | Brewer Drive | Verizon | Sprint | monopole | 87 | 120 |  | install 6 cellular and 6 PCS antennas | 12x30
| Bloomfield | Brewer Drive | T-Mobile | Sprint | monopole | 107 | 120 |  | add 3 antennas and 3 TMAs to 3 existing antennas and 6 TMAs |  | UMTS upgrade
| Bloomfield | Brewer Drive | Clearwire | Sprint | monopole | 120 | 120 |  | install 3 WiMAX antennas and 2 microwave dishes
| Bloomfield | Brewer Drive | AT&T | Crown Castle | monopole | 100 | 120 |  | replace 6 of 9 existing antennas with 3 new LTE and 3 new GSM antennas
| Bloomfield | Brewer Drive | Sprint | Crown Castle | monopole | 120 | 120 |  | replace 6 CDMA antennas with 3 dual-band antennas |  | 4G/LTE upgrade
| Bloomfield | Brewer Drive | AT&T | Crown Castle | monopole |  | 120 |  |  |  | install 50 kW diesel generator for backup power | diesel generator
| Bloomfield | Brewer Drive | T-Mobile | Crown Castle | monopole | 108 | 120 |  | replace 6 GSM antennas with 3 LTE and 3 UMTS antennas |  | 4G/LTE upgrade
| Bloomfield | Brewer Drive | AT&T | Crown Castle | monopole | 100 | 120 |  | replace 6 of 9 existing antennas and add 9 new LTE antennas
| Bloomfield | Brewer Drive | Sprint | Crown Castle | monopole | 120 | 120 |  | add 3 new dual band antennas to 3 existing ones
| Bloomfield | Brewer Drive | AT&T | Crown Castle | monopole | 100 | 120 | 203 | remove 3 ant, replace 6 ant w/ 3 700/850/1900 MHz ant & 3 700/850 MHz ant; add 3 RRHs
| Bloomfield | Brewer Drive | T-Mobile | Crown Castle | monopole | 108 | 120 | 203 | install 3 700 MHz ant; add 3 RRUs
| Bloomfield | Brewer Drive | AT&T | Crown Castle | monopole | 100 | 120 | 203 | replace 3 RRUs with 3 new RRUs
| Bloomfield | Brewer Drive | AT&T | Crown Castle | monopole | 100 | 120 | 203 | replace 3 rru's
| Bloomfield | Brewer Drive | T-Mobile | Crown Castle | monopole | 108 | 120 | 203 | replace 6 antennas wn 3x600/700 MHz & 3 x 1900/2100 MHz antennas; replace 3 rru's |  | Tower mods & Antenna Mount mods proposed
| Bloomfield | Brae Burnie Lane | T-Mobile | T-Mobile | monopole | 111 | 120 |  | add 3 antennas and 3 TMAs @ 111'; 3 antennas and TMAs already @ 118' |  | UMTS upgrade; tower designed as a flagpole-interior mount anntenna
| Bloomfield | Montevideo Road | DPS/NECS/RAFS,Transit/Amat.Radio | DPS | self-support lattice |  | 60 |  | 3-dish, 6-whips, 3-4dipole array |  | Replace existing 60' tower and equipment shelter
| Bloomfield | Park Avenue | AT&T | Town of Bloomfield | monopole | 139 | 140 | 120 | install 6 Allgon 7250.03 panel antennas |  | tower to replace existing lattice tower at Police Station, town antennas at top of pole
| Bloomfield | Park Avenue | Verizon | Town of Bloomfield | monopole | 109 | 140 | 120 | install 12 DB842H65 antennas | 15x15
| Bloomfield | Park Avenue | Verizon | Town of Bloomfield | monopole | 105 | 140 | 120 | install 6 cellular and 6 PCS antennas | 15x15 | decision in above line never implemented by Verizon
| Bloomfield | Park Avenue | Nextel | Town of Bloomfield | monopole | 95 | 140 | 120 | install 12 panel antennas |  | equipment in existing multi-user shelter
| Bloomfield | Park Avenue | T-Mobile | Town of Bloomfield | monopole | 135 | 140 | 120 | install 9 panel antennas | pad | equipment in existing multi-user shelter
| Bloomfield | Park Avenue | AT&T | Town of Bloomfield | monopole |  | 140 | 120 | remove all antennas
| Bloomfield | Park Avenue | T-Mobile | Town of Bloomfield | monopole | 135 | 140 | 120 | add 3 antennas and 3 TMAs to 3 existing antennas and 6 TMAs |  | UMTS upgrade
| Bloomfield | Park Avenue | Verizon | Town of Bloomfield | monopole |  | 140 | 120 |  |  | install natural gas generator instead of diesel generator | natural gas generator
| Bloomfield | Park Avenue | Clearwire | Town of Bloomfield | monopole | 115 | 140 | 120 | install 3 WiMAX antennas and 2 microwave dishes
| Bloomfield | Park Avenue | Verizon | Town of Bloomfield | monopole | 105 | 140 | 120 | replace 12 existing antennas with 6 new cellular, 3 PCS, and 3 LTE antennas
| Bloomfield | Park Avenue | Verizon | Town of Bloomfield | monopole | 105 | 140 | 120 | replace 6 of 12 existing antennas with 3 cellular and 3 AWS antennas
| Bloomfield | Park Avenue | MetroPCS | Town of Bloomfield | monopole |  | 140 | 120 |  |  | replace existing radio cabinet with new radio cabinet for LTE upgrade
| Bloomfield | Park Avenue | T-Mobile | Town of Bloomfield | monopole | 138 | 140 | 120 | replace 6 existing antennas with 9 new antennas |  | 4G/LTE upgrade
| Bloomfield | Park Avenue | Verizon | Integrated Wireless Services LLC | monopole | 105 | 140 | 120 | replace 6 antennas with 3 700/1900 and 3 2100 MHz antennas
| Bloomfield | Park Avenue | Verizon | Integrated Wireless Services LLC | monopole | 105 | 140 | 120 | replace 6 ant w/ 3 700/1900 MHz & 3 2100 MHz; replace 3 RRHs, add 3 RRHs
| Bloomfield | Park Avenue | Sprint | Integrated Wireless Services LLC | monopole | 115 | 140 | 120 | replace 3 antennas w/ 3 850/1900/2500 MHz antennas; add 12 RRHs
| Bloomfield | Park Avenue | Sprint | Integrated Wireless Services LLC | monopole | 115 | 140 | 120 | replace 3 existing w 3 x 2500MHz & install 3 x 850/1900MHz ; add 9 RRU
| Bloomfield | Park Avenue | T-Mobile | Integrated Wireless Services LLC | monopole | 138 | 140 | 120 | replace 6 antennas w 3 x 600/700MHz & 1900/2100 MHz antennas; swap 3 rru's
Docket No. 158 | Bloomfield | Hoskins Road | SNET/SCLP | CL&P/NU | self-support lattice | 50 | 180 | 412 | 5-Omni | 12' x 26' | Install antennas on existing tower. New tower to be built in future
| Bloomfield | Hoskins Road | SCLP | CL&P/SCLP | self-support lattice | 161 | 180 | 412 | 12-1'x4' panels, 2-paging whips | 12x26 | Remove existing 140' CL&P tower
| Bloomfield | Hoskins Road | BAM | CL&P/NU | self-support lattice | 145 | 180 | 412 | 6-panel,1-dish | 29.5' x 21' | 6-SLR-410c-4R105 panels, 1-dish
| Bloomfield | Hoskins Road | Sprint | CL&P/NU | self-support lattice | 80 | 100 |  |  |  | 9-decibel DB980H90(E)-M
| Bloomfield | Hoskins Road | Verizon | CL&P/NU | self-support lattice | 150 | 180 | 412 | 12 panel antennae | existing | Replace existing with New
| Bloomfield | Hoskins Road | Cingular | CL&P/NU | self-support lattice | 161 | 180 | 412 | replace existing with 9 CSS DUO1417-4-0, 6 tower mount amplifiers, 3 diplexers | existing
| Bloomfield | Hoskins Road | AT&T | CL&P/NU | self-support lattice | 67 | 180 | 412 | add 6 Allgon 7250.03 panel antennas | existing | up to 4 equipment cabinets on concrete pad
| Bloomfield | Hoskins Road | Verizon | CL&P/NU | self-support lattice | 148 | 180 | 412 | replace 6 cellular with 6 PCS antennas
| Bloomfield | Hoskins Road | Cingular | CL&P/NU | self-support lattice | 155 | 180 | 412 | remove 3 existing antennas, install 3 new ones |  | install 3 diplexers
| Bloomfield | Hoskins Road | Cingular/AT&T | CL&P/NU | self-support lattice | 67 | 180 | 412 | remove all AT&T antennas and equipment
| Bloomfield | Hoskins Road | Cingular/AT&T | CL&P/NU | self-support lattice | 107.5 | 180 | 412 | install 9 antennas | pad
Dockedt No. 336 | Bloomfield | Blue Hills Avenue | Verizon | Verizon | monopole | 110 | 110 | 164 |  | 12x30
| Bloomfield | Blue Hills Avenue | Clearwire | Verizon | monopole | 95 | 110 | 164 | install 3 WiMAX antennas and 2 microwave dishes
| Bloomfield | Blue Hills Avenue | Verizon | Verizon | monopole | 107 | 110 | 164 | replace 6 of 12 existing antennas with 3 PCS and 3 LTE antennas
| Bloomfield | Blue Hills Avenue | Verizon | Verizon | monopole | 107 | 110 | 164 | add 3 AWS antenns to 12 existing antennas
| Bloomfield | Blue Hills Avenue | Verizon | Verizon | monopole | 107 | 110 | 164 | replace 3 of 15 existing antennas with 3 new 800 MHz antennas
| Bloomfield | Blue Hills Avenue | Verizon | Verizon | monopole | 107 | 110 | 164 | replace 12 ant w/ 3 700 MHz, 3 850 MHz, 3 1900 MHz, 3 2100 MHz; replace 3 RRHs, add 3 RRHs
| Bloomfield | Blue Hills Avenue | Verizon | American Tower Corporation | monopole | 102 | 110 | 164 | replace 12 ant w/ 6 700 MHz, 3 1900 MHz, 3 2100 MHz antennas; replace 6 RRHs, add 3 RRHs
Petitition No. 1112 | Bloomfield | St. Andrews Road | Verizon | CL&P | self-support lattice | 150 | 185 | 407 | install 12 panel antennas |  | P1112 - replace 180' ssl at 8 Hoskins Rd with stronger 185' ssl; AT&T on a 158'; Bloomfield & Simsbury Police on at var. hts.
| Bloomfield | St. Andrews Road | T-Mobile | Eversource | self-support lattice | 140 | 185 | 407 | install 3 1900/2100 MHz, 3 2100 MHz antennas; add 6 RRHs | 10' x20' pad | tower share
| Bloomfield | St. Andrews Road | T-Mobile | Eversource | self-support lattice | 140 | 185 | 407 | install 1 dish antenna |  |  | propane generator | 7.5 kW
Docket No 323 | Bolton | Carpenter Road | T-Mobile | MCF Communications | monopole | 127 | 140 | 620 | 12 panel antennas
Docket No 323 | Bolton | Carpenter Road | Sprint | MCF Communications | monopole | 117 | 140 | 620 | 12 panel antennas
Docket No 323 | Bolton | Carpenter Road | Verizon | MCF Communications | monopole | 137 | 140 | 620 | 12 panel antennas | 12x30
| Bolton | Carpenter Road | Cingular | MCF Communications | monopole | 107 | 140 | 620 | 6 panel antennas | 12x20
| Bolton | Carpenter Road | Pocket (now MetroPCS) | MCF Communications | monopole | 97 | 140 | 620 | flush mount 3 antennas
| Bolton | Carpenter Road |  | SBA | monopole |  | 140 | 620 |  |  | Transfer of Certificate
| Bolton | Carpenter Road | Verizon | SBA | monopole | 137 | 140 | 620 | replace 8 of 12 existing antennas with 2 cellular, 3 PCS and 3 LTE antennas
| Bolton | Carpenter Road | AT&T | SBA | monopole | 110 | 140 | 620 | add 3 LTE antennas to 3 existing GSM antennas and 3 existing UMTS antennas
| Bolton | Carpenter Road | Verizon | SBA | monopole | 137 | 140 | 620 | replace 6 of 12 existing antennas with 3 cellular and 3 AWS antennas
| Bolton | Carpenter Road | T-Mobile | SBA | monopole | 126 | 140 | 620 | replace 6 existing antennas with 6 new multi-band antennas for LTE upgrade
| Bolton | Carpenter Road | T-Mobile | SBA | monopole | 126.5 | 140 | 620 | install 3 LTE antennas & 3 RRUs
| Bolton | Carpenter Road | Verizon | SBA | monopole | 139 | 140 | 620 | replace 6 antennas with 3 1900 and 3 2100 MHz antennas
| Bolton | Vernon Road | AT&T | Mountaintop Enterprises | guyed-lattice | 115 | 150 | 825 | add 6 Allgon 7250.03 panel antennas |  | up to four equipment cabinets on concrete pad
| Bolton | Vernon Road | Sprint | Mountaintop Enterprises | guyed-lattice | 148 | 150 | 825 | replace 6 CDMA antennas with 3 dual-band antennas |  | 4G/LTE upgrade
| Bolton | Vernon Road | Sprint | Mountaintop Enterprises | guyed-lattice | 148 | 150 | 825 | add 3 new CDMA/LTE antennas to 3 existing ones
| Bolton | Vernon Road | T-Mobile | Mountaintop Enterprises | guyed-lattice | 130 | 150 | 825 | install 4 700/1900 MHz ant and 4 RRHs | 4.5' x 7.5' pad | tower share
| Bolton | Vernon Road | T-Mobile | Mountaintop Enterprises | guyed-lattice | 130 | 150 | 825 | install 2 TMAs
| Bolton | Vernon Road | Sprint | Mountaintop Enterprises | guyed-lattice | 150 | 150 | 825 | install 3 2500 MHz antennas & 3 RRHs
| Bolton | Vernon Road | Sprint | Mountaintop Enterprises | guyed-lattice | 148 | 150 | 825 | install 3 x 2500 MHz antennas, add 6 rru's
| Bolton | Vernon Road | SNET/SCLP | Mountaintop Enterprises | guyed-lattice | 187.6 | 280 | 825 | 3-Antennas |  | 1-omni-ASPd00951, 1-Dir-fg844, 1-omni-952
| Bolton | Vernon Road | CL&P/NU | Mountaintop Enterprises | guyed-lattice | see comments | 280 | 825 | 3-8' and 3-6' diches |  | a dish at 208,200,200,2@150,100
| Bolton | Vernon Road | BAM | Mountaintop Enterprises | guyed-lattice | 120/112' | 280 | 825 | 4-Direct, 1-microwave | 12' x 20' | 4-SRL-410c-4R130 panels 2 at 120, 2 at 112, 1-dish
| Bolton | Vernon Road | BAM | Mountaintop Enterprises | guyed-lattice | 120 | 280 | 825 | (3) - ALP 9212, (3) - ALP 6014 |  | Replace Antennas
| Bolton | Vernon Road | Cingular | Mountaintop Enterprises | guyed-lattice | 165 | 280 | 825 | replace existing with 9 CSS DUO1417-8686-4-0, 6 tower mount amplifiers, 3 duplexers
| Bolton | Vernon Road | Verizon | Mountaintop Enterprises | guyed-lattice | 119 | 280 | 825 | remove 2 cellular antennas; install 4 PCS antennas; replace MW dish at 108' level with new MW antenna at 151' level
| Bolton | Vernon Road | Cingular | Mountaintop Enterprises | guyed-lattice | 165 | 280 | 825 | remove 9 existing antennas, 6 TMAs, 3 diplexers; install 6 new antennas, 6 TMAs, 6 diplexers
| Bolton | Vernon Road | Voicestream | Mountaintop Enterprises | guyed-lattice | 180 | 280 | 825 | 4- EMS RR90-17-02 DP and 2- PCS 1900 antennas |  | 2- ground cabinet on concrete pad
| Bolton | Vernon Road | AT&T | Mountaintop Enterprises | guyed-lattice | 164 | 280 | 825 | add 3 LTE antennas to 6 existing GSM/UMTS antennas
| Bolton | Vernon Road | Verizon | Mountaintop Enterprises | guyed-lattice | 121 | 280 | 825 | replace 10 antennas with 4 cellular, 4 PCS, and 2 LTE antennas
| Bolton | Vernon Road | Sprint | Mountaintop Enterprises | guyed-lattice | 148 | 280 | 825 | replace 6 existing CDMA antennas with 3 CDMA/LTE antennas |  | 4G/LTE upgrade
| Bolton | Vernon Road | AT&T | Mountaintop Enterprises | guyed-lattice |  | 150 | 825 |  |  | install 50 kW diesel generator for backup power | diesel generator
| Bolton | Vernon Road | T-Mobile | Mountaintop Enterprises | guyed-lattice | 226 | 280 | 825 | replace 2 existing GSM antennas with 3 UMTS and 3 LTE antennas |  | 4G/LTE upgrade
| Bolton | Vernon Road | Eversource | Mountaintop Enterprises | guyed-lattice | var. | 280 | 825 | remove 5.5' dish @ 153', install 9' omni @ 234.7', install 16' dipole @ 218'
| Bolton | Vernon Road | T-Mobile | Mountaintop Enterprises | guyed-lattice | 180 | 280 | 825 | replace 2 ant. With 2 700 MHz and 2 1900/2100 MHz, add 4 RRHs
Docket No. 33 | Bolton | Boston Turnpike | United Cable TV Corp | United Cable TV Corp | self-support lattice | 48 | 63 | 610 |  |  | CTI Towers, Inc manages site on behalf of Comcast Cable Communications letter dated 2/28/17
Docket No. 240 | Bolton | South Street | AT&T | AT&T | monopole | 120 | 120 | 619 | six Allgon 7250.03 panel antennas | pad
| Bolton | South Street | T-Mobile | AT&T | monopole | 110 | 120 | 619 | nine EMS RR90-17-02DP panel antennas | pads | three BTS equipment cabinets
| Bolton | South Street | Verizon | AT&T | monopole | 107 | 120 | 619 | 6 cellular and 6 PCS antennas | 12x30
| Bolton | South Street | Pocket (now MetroPCS) | AT&T | monopole | 99 | 120 | 619 | flush mount 3 antennas
| Bolton | South Street | Cingular | AT&T | monopole | 120 | 120 | 619 | remove 3 existing antennas; install 6 new antennas, 6 TMAs, 6 diplexers
| Bolton | South Street | AT&T | AT&T | monopole | 118 | 120 | 619 | add 3 LTE antennas to 3 existing GSM antennas and 3 existing UMTS antennas
| Bolton | South Street | Verizon | AT&T | monopole | 110 | 120 | 619 | replace 6 of 12 existing antennas with 6 new cellular antennas and add 3 additional LTE antennas
| Bolton | South Street | AT&T | AT&T | monopole |  | 120 | 619 |  |  | install 50 kW diesel generator for backup power | diesel generator
| Bolton | South Street | Verizon | Crown Castle | monopole | 107 | 120 | 619 | replace 12 antennas w/ 3 700 MHz, 3 850 MHz, 3 1900 MHz, 3 2100 MHz
| Bolton | South Street | AT&T | Crown Castle | monopole | 116 | 120 | 619 | replace 6 antennas w 3 x 700/1900 Mhz & 3 x 700/850/2100 MHz antennas; replace 3 eeu's & add 6 rru's
| Bolton | Box Mountain Drive | MediaFLO | Marcus Communications | guyed-lattice | 379 | 450 |  | 24' pylon antenna | 10x12 | 2 Ku band satellite dishes on equipment shelter
| Bolton | Box Mountain Drive | Pocket (now MetroPCS) | Marcus Communications | guyed-lattice | 200 | 450 |  | flush mount 3 antennas
| Bolton | Box Mountain Drive | Clearwire | Marcus Communications | guyed-lattice | 150 | 450 |  | install 3 WiMAX antennas and 3 microwave dishes
| Bozrah | Gifford Lane | Omni | SBA Towers | self-support lattice | 193 | 193 |  | 6-DAPA 59212 antennas | cabinets
| Bozrah | Gifford Lane | Verizon | SBA | self-support lattice | 165 | 196 |  | 12-decibel antennas; 1-GPS antenna | 12'x30' | 40 KW diesel fueled emergency stand-by generator, Sprint also on tower | diesel generator
| Bozrah | Gifford Lane | AT&T | SBA Towers | self-support lattice | 152 | 193 |  | 6 panel antennas, Allgon 7250.02 | pad | add 2 equipment cabinets on 6x10 new concrete pad
| Bozrah | Gifford Lane | T-Mobile | SBA Towers | self-support lattice | 193 | 193 |  | E911 upgrade
| Bozrah | Gifford Lane | Cingular | SBA Towers | self-support lattice | 182 | 193 |  | up to 12 CSS DUO-1417-8686 antennas |  | assoc. equipment: 6 TTAs, 3 CSS combiners
| Bozrah | Gifford Lane | Cingular/AT&T | SBA Towers | self-support lattice | 152 | 193 |  | decommission AT&T antennas
| Bozrah | Gifford Lane | Verizon | SBA Towers | self-support lattice | 162 | 193 |  | replace 6 DB844H90 antennas with 4 DB846H80E-SX and 2 LPA-80063/4CF antennas
| Bozrah | Gifford Lane | Cingular | SBA Towers | self-support lattice | 182 | 193 |  | remove 9 existing antennas, 6 TMAs, 3 diplexers; install 6 new antennas, 6 TMAs, 6 diplexers
| Bozrah | Gifford Lane | Verizon | SBA Towers | self-support lattice | 162 | 193 |  | remove 12 existing antennas; replace with 6 cellular, 3 PCS, and 3 LTE antennas and add 6 diplexers
| Bozrah | Gifford Lane | AT&T | SBA Towers | self-support lattice | 182 | 193 |  | add 3 multi-band antennas to 6 existing GSM/UMTS antennas |  | 4G/LTE upgrade
| Bozrah | Gifford Lane | Sprint | SBA Towers | self-support lattice |  | 193 |  | install 1 fiber distribution box; install 3 RRHs on ground; replace 2 equipment cabinets |  | 4G/LTE upgrade
| Bozrah | Gifford Lane | Verizon | SBA Towers | self-support lattice | 162 | 193 |  | replace its 12 existing antennas with 3 new 700 MHz, 3 new 850 MHz, 3 new 1900 MHz, and 3 new 2100 MHz antennas
| Bozrah | Gifford Lane | AT&T | SBA Towers | self-support lattice | 182 | 193 |  | replace 6 of 9 existing antennas with 6 new LTE antennas
| Bozrah | Gifford Lane | Verizon | SBA Towers | self-support lattice | 162 | 193 |  | replace 3 ant w/ 3 700 MHz; add 3 RRHs
| Bozrah | Gifford Lane | Sprint | SBA Towers | self-support lattice | 175 | 193 |  | replace 6 antennas w 3x850/1900 & 3x2500 MHz antennas; add 12 RRU's
| Bozrah | Gifford Lane | AT&T | SBA Towers | self-support lattice | 182 | 193 |  | relocate 3 antennas; replace 3 antennas w 3 x 700/850/1900 MHz antennas; relocate 3 rrus and replace 3 rru's | install 2 rrus and uprade g.l. equipment
| Bozrah | Polly Lane | Sprint | Alice Maynard | guyed-lattice | 150 | 185 |  |  |  | Installed antennas on tower after council action in April.
| Bozrah | Polly Lane | SCLP | Alice Maynard | guyed-lattice | 160 | 185 |  | 12-4' panels, ALP 11011N | 12x26
| Bozrah | Polly Lane | SCLP | Alice Maynard | guyed-lattice | 192 | 185 |  | 3-EMS RS90-10 |  | Increase height of antennas, change type of antennas.
| Bozrah | Polly Lane | BAM | Alice Maynard | guyed-lattice | 138 | 185 |  | 12-panels, Decibel DB 844H90N | 12x30 | 1-GPS on bldg, 1-40-kW diesel generator
| Bozrah | Polly Lane | AT&T | Cordless Data Transfer | guyed-lattice | 164 | 185 |  | add 6 Allgon 7250.03 panel antennas |  | 2 new, 2 future equipment cabinets on 5x6 concrete pad
| Bozrah | Polly Lane | Cingular | Cordless Data Transfer | guyed-lattice | 192 | 185 |  | replace existing with 3 EMS MB96RR900200, 6 tower mount amplifiers |  | ,
| Bozrah | Polly Lane | Verizon | Cordless Data Transfer | guyed-lattice | 136 | 185 |  | replace 6 cellular with 6 PCS antennas |  | ,
| Bozrah | Polly Lane | AT&T | Cordless Data Transfer | guyed-lattice | 164 | 185 |  | remove all AT&T antennas |  | ,
| Bozrah | Polly Lane | Cingular | Cordless Data Transfer | guyed-lattice | 192 | 185 |  | remove 3 existing antennas, 9 TMAs; install 6 new antennas, 6 TMAs, 6 diplexers |  | UMTS upgrade
| Bozrah | Polly Lane | Verizon | Cordless Data Transfer | guyed-lattice | 136 | 185 |  | replace 12 existing antennas with 6 cellular, 3 PCS, and 3 LTE antennas
| Bozrah | Polly Lane | AT&T | Cordless Data Transfer | guyed-lattice | 188 | 185 |  | add 3 multi-band antennas to 6 GSM/UMTS antennas |  | 4G/LTE upgrade
| Bozrah | Polly Lane | Sprint | Cordless Data Transfer | guyed-lattice | 150 | 185 |  | replace 6 CDMA antennas with 3 dual band antennas |  | 4G/LTE upgrade
| Bozrah | Polly Lane | T-Mobile | Cordless Data Transfer | guyed-lattice | 182 | 185 |  | install 3 LTE antennas |  | 3 RRUs at ground level, 6 cables, cabinet improvements
| Bozrah | Polly Lane | Sprint | Cordless Data Transfer | guyed-lattice | 150 | 185 |  | install 3 x 850/2500 MHz antennas ; add 6 rru's
| Branford | Acorn Road | Nextel | Sprint | monopole | 120 | 150 |  | 12 ALP-9212 antennas @ 120', 2 GPS antennas @ 70' |  | ground equipment in multi-use building
| Branford | Acorn Road | Nextel | Sprint | monopole | 120 | 150 | 115 | 12-ALP 9212 panels |  | 2-GPS at 70 ft, Cell-on-wheels temp. equip. bldg
| Branford | Acorn Road | SCLP | Sprint | monopole | 105 | 150 | 115 | 9-Allgon 7120.16 panel antennas | 12x26
| Branford | Acorn Road | Metricom | Sprint | monopole | 116 | 150 |  | 16 Larsen panel antennas; 3-12' boom mounts | w/in existing | (not on tower; did go forward with lease)
| Branford | Acorn Road | SNET/Cingular | Sprint | monopole | 105 | 150 |  | replace existing antennas with 9 CSS DUO 4-7670, 6 tower mount amplifiers, 1 LMU @ 80' | w/in existing
| Branford | Acorn Road | AT&T | Sprint | monopole | 140 | 150 |  | add 6 Allgon 7250.03 panel antennas |  | up to four equipment cabinets on concrete pad
| Branford | Acorn Road | Verizon | Sprint | monopole | 116 | 150 |  | install 12 antennas
| Branford | Acorn Road | Cingular | Sprint | monopole | 105 | 150 |  | replace existing antennas with 6 new antennas |  | install 1 Ericsson RBS 3016 cabinet in its existing equipment shelter
| Branford | Acorn Road | AT&T | Sprint | monopole | 140 | 150 |  | remove antennas - no longer in use
| Branford | Acorn Road | Verizon | Sprint | monopole | 116 | 150 |  | replace 2 existing cellular antennas with 2 new cellular antennas and 2 TMAs
| Branford | Acorn Road | Pocket (now MetroPCS) | Sprint | monopole | 137 | 150 |  | flush mount 3 antennas
| Branford | Acorn Road | AT&T | Sprint | monopole | 105 | 150 |  | add 3 LTE antennas to 6 existing antennas
| Branford | Acorn Road | Verizon | Sprint | monopole | 116 | 150 |  | replace 10 of 14 existing antennas with 4 cellular, 3 PCS, and 3 LTE antennas
| Branford | Acorn Road | Sprint | Crown Castle | monopole | 149 | 150 |  | replace 6 CDMA antennas with 3 dual-band antennas |  | 4G/LTE upgrade
| Branford | Acorn Road | Sprint | Crown Castle | monopole | 147 | 150 |  | install 3 new LTE antennas
| Branford | Acorn Road | Verizon | SBA | monopole | 116 | 150 |  | add 3 new 2100 MHz antennas to 12 existing antennas
| Branford | Acorn Road | MetroPCS | SBA | monopole | 135 | 150 |  | replace 3 CDMA antennas with 6 LTE antennas
| Branford | Acorn Road | Verizon | Crown Castle | monopole | 116 | 150 |  | replace 9 ant w/ 3 700, 3 1900, 3 2100 MHz antennas; replace 3 RRHs and add 6 RRHs
| Branford | Acorn Road | AT&T | Crown Castle | monopole | 108 | 150 |  | replace 3 ant w/ 3 700/1900 MHz ant; replace 3 RRHs
Petition No. 1281 | Branford | Acorn Road | Verizon | Crown Castle | monopole |  | 150 |  |  |  | install propane generator | propane generator
| Branford | Acorn Road | T-Mobile | Crown Castle | monopole | 135 | 150 |  | install 3 700 MHz ant
| Branford | Acorn Road | Verizon | Crown Castle | monopole | 116 | 150 |  | replace 9 antennas w/ 3 700 MHz, 3 1900 MHz & 3 2100 MHz antennas; replace 3 RRHs and add 6 RRHs
| Branford | Acorn Road | AT&T | Crown Castle | monopole | 106 | 150 |  | replace 3 antennas w 3 x 2100/2300 MHz antennas ; add 6 RRU's
| Branford | Beaver Road | SCLP | Nextel | self-support lattice | 112 | 125 | 88 | Add 9 ALP-1101 antennas | 12x16 | Tower Sharing
| Branford | Beaver Road | SNET/Cingular | American Tower | self-support lattice | 113 | 125 | 88 | replace existing antennas with 9 CSS DUO4-8670, 6 tower mount amplifiers, 1 LMU @ 32'
| Branford | Beaver Road | Cingular | American Tower | self-support lattice | 113 | 125 | 88 | replace existing antennas with 6 new ones |  | replace existing TMAs with 12 new ones
| Branford | Beaver Road | Pocket (now MetroPCS) | American Tower | self-support lattice | 106 | 125 | 88 | flush mount 3 antennas
| Branford | Beaver Road | AT&T (Cingular) | American Tower | self-support lattice | 113 | 125 | 88 | add 3 new antennas to 6 existing antennas
| Branford | Beaver Road | MetroPCS | American Tower | self-support lattice | n/a | 125 | 88 | n/a |  | replace radio cabinet for LTE upgrade
| Branford | Beaver Road | AT&T | American Tower Corporation | self-support lattice | 113 | 125 | 88 | replace 3 antennas with 3 850/2300 MHz antennas
| Branford | Beaver Road | AT&T | American Tower | self-support lattice | 113 | 125 | 88 | relocate 3 antennas, add 3 RRHs
| Branford | Beaver Road | AT&T | American Tower | self-support lattice | 113 | 125 | 88 | replace 3 antennas w 3 x 700/850/2100/5G 850 MHz antennas & install 3 x 1900 MHz antennas;
Docket No. 44 | Branford | Brushy Plain Road | SNET Cellular | SNET Cellular | monopole | 150 | 150 | 232 | (4-6)-whips | 20x24
| Branford | Brushy Plain Road | SNET/SCLP | SNET/SCLP | monopole | 150 | 150 | 232 |  |  | message alert service antenna
| Branford | Brushy Plain Road | SNET/SCLP | SNET/SCLP | monopole | [5 empty] | Transfer of Certificate from SNET to Springwich Cellular Limited Partnership
| Branford | Brushy Plain Road | SNET/SCLP | SNET/SCLP | monopole | 152.33 | 150 | 232 | Directional panel antennas , Approx. 4' |  | Increase Channels, Change Antenna Type
| Branford | Brushy Plain Road | SNET/SCLP | SNET/SCLP | monopole | 132 | 150 | 232 | 9-Direct | 15' x 26' | BAMN to share facility. SCLP is making request.
| Branford | Brushy Plain Road | Verizon | SCLP | monopole | 110 | 154 | 232 | 12-antennas
| Branford | Brushy Plain Road | Cingular | SCLP | monopole | 153 | 154 | 232 | replace existing with 6 CSS DUO1417-8686-4-0, 6 tower mount amplifiers
| Branford | Brushy Plain Road | Verizon | SCLP | monopole | 110 | 154 | 232 | replace 6 of 12 cellular antennas with 6 PCS antennas
| Branford | Brushy Plain Road | T-Mobile | SCLP | monopole | 140 | 154 | 232 | install 6 panel antennas | pad
| Branford | Brushy Plain Road | Cingular | SCLP | monopole | 153 | 154 | 232 | replace 6 existing panel antennas with 3 new antennas
| Branford | Brushy Plain Road | T-Mobile | American Tower | monopole | 140 | 154 | 232 | replace 3 of 6 existing antennas |  | UMTS upgrade
| Branford | Brushy Plain Road | Clearwire | American Tower | monopole | 130 | 154 | 232 | install 3 WiMAX antennas and 2 microwave dishes
| Branford | Brushy Plain Road | Verizon | American Tower | monopole | 113 | 154 | 232 | replace 12 existing antennas with 6 cellular, 3 PCS, and 3 LTE antennas
| Branford | Brushy Plain Road | AT&T | American Tower | monopole | 153 | 154 | 232 | add 3 LTE antennas to 3 existing GSM/UMTS antennas
| Branford | Brushy Plain Road | T-Mobile | American Tower | monopole | 140 | 154 | 232 | replace 6 existing antennas with 6 multi-band antennas |  | 4G/LTE upgrade
| Branford | Brushy Plain Road | AT&T | American Tower | monopole | 150 | 150 | 232 | install 3 RRHs previously approved but never installed
| Branford | Brushy Plain Road | Verizon | American Tower | monopole | 113 | 150 | 232 | replace 6 antennas w/ 3 1900 MHz, 3 dual band 700/2100 MHz, 3 RRHs
| Branford | Brushy Plain Road | T-Mobile | American Tower | monopole | 140 | 150 | 232 | install 3 LTE antennas & 3 RRUs
| Branford | Brushy Plain Road | AT&T | American Tower | monopole | 150 | 150 | 232 | replace 3 ant w/ 3 700/1900 MHz ant; replace 3 RRHs
| Branford | Brushy Plain Road | Verizon | American Tower | monopole | 113 | 150 | 232 | replace 6 antennas w/ 6 700/850/1900/2100 MHz antennas on side-by-side mounts; add 12 RRHs
| Branford | Brushy Plain Road | AT&T | American Tower | monopole | 150 | 150 | 232 | install 3 x 700/850/2100 MHz antennas & 3 x 2300 Mhz antennas; add 3 rru's
| Branford | Brushy Plain Road | T-Mobile | American Tower | monopole | 140 | 150 | 232 | relocate 6 antennas; replace 3 antennas w 3 x 600/700 MHz antennas; relocate 3 RRUs & replace 3 RRUs |  | replace antenna mount
| Branford | Hosley Avenue | T-Mobile | Amtrak | monopole | 150 | 150 |  | add 6 EMS-RR90-17-02DP antennas to 3 existing antennas |  | add 2 Nortel S8000 cabinets
| Branford | Hosley Avenue | T-Mobile | Amtrak | monopole | 150 | 150 |  | add 3 UMTS antennas to 3 existing GSM antennas
| Branford | Hosley Avenue | T-Mobile | Amtrak | monopole | 150 | 150 |  | replace 3 ant. w/ 3 1900 MHz and add 3 2100 MHz, replace 3 TMAs, add 3 RRUs
| Branford | Hosley Avenue | T-Mobile | Amtrak | monopole | 150 | 150 |  | replace 6 antennas w 3x600/700 MHz & 3x1900/2100 MHz antennas; replace 3 RRUs
Docket No. 413 | Branford | Leetes Island Road | Verizon | Verizon | water tank | 90 | 109 | 45.5 | install 6 cellular, 6 PCS, and 6 LTE antennas | 12x24 | designed as a faux water tank and antennas mounted internally | diesel generator
Docket No. 413 | Branford | Leetes Island Road | AT&T | Verizon | water tank | 100 | 109 | 45.5 | install 9 antennas | 12x20
Docket No. 413 | Branford | Leetes Island Road | T-Mobile | Verizon | water tank | 80 | 109 | 45.5 | install 9 antennas | pad
| Branford | Leetes Island Road | Verizon | Verizon | water tank | 90 | 109 | 46 | remove 9 antennas, install 3 700 MHz and 3 2100 MHz antennas; replace 6 RRHs, add 3 RRHs
| Branford | Leetes Island Road | Verizon | Verizon | water tank | 90 | 109 | 46 | replace 6 rru's & install 6 diplexers
| Branford | Maple Street | T-Mobile | Marine Systems LLC | smokestack | 96 | 100 | 8 | install 3 700 MHz antennas and 3 2100 MHz antennas |  | tower share; replace antenna mount and one cable
| Branford | Maple Street | Sprint | Marine Systems LLC | smokestack | 85 | 100 | 8 | replace 3 antennas w/ 3 850/1900/2500 MHz antennas |  | replace equipment on building roofop
| Branford | Maple Street | Sprint | Marine Systems LLC | smokestack | [5 empty] | install new conduit and fiber; install one NID and 2 x junction boxes on H-Frame; located on rooftop
| Branford | Maple Street | T-mobile | Marine Systems LLC | smokestack | 96 | 100 | 8 | replace 3 antennas w 3 x 600/700 MHz antennas; replace 3 rru's
| Branford | - North Main Street | SCLP | Sprint | monopole | 110 | 150 |  | 12- 52" Allgon 7120.16 panel ants. | 12x26 | temporary building on truck to be removed when complete
| Branford | - North Main Street | Pagenet | Sprint | monopole | 95 | 150 |  | 3 whips, Andrews PG1NOF-0091-011
| Branford | - North Main Street | Metricom | Sprint | monopole | 135 | 150 |  | 16-ISM Larsen panel antennas&4 decibel ant. | cabinets
| Branford | - North Main Street | SNET/Cingular | Sprint | monopole | 110 | 147 |  | replace existing antennas with 9 CSS DUO4-8670, 6 tower mount amplifiers, 1 LMU @ 60'
| Branford | - North Main Street | AT&T | Sprint | monopole | 120 | 150 |  | add 6 Allgon 7250.03 panel antennas |  | up to four equipment cabinets on concrete pad
| Branford | - North Main Street | Nextel | Sprint | monopole | 135 | 150 |  | install 12 panel antennas | 12x20
| Branford | - North Main Street | Cingular | Sprint | monopole | 110 | 150 |  | replace existing antennas with 6 new ones |  | replace existing TMAs with 12 new ones
| Branford | - North Main Street | AT&T | Sprint | monopole | 120 | 150 |  | remove antennas - no longer in use
| Branford | - North Main Street | T-Mobile | Sprint | monopole | 125 | 150 |  | install 6 panel antennas | pad
Petition No. 887 | Branford | - North Main Street | Pocket (now MetroPCS) | Sprint | monopole | 157 | 157 |  | flush mount 3 antennas |  | add 10' extension to tower
| Branford | - North Main Street | Clearwire | Sprint | monopole | 150 | 157 |  | install 3 panel antennas and 3 microwave dishes
| Branford | - North Main Street | Sprint Nextel | Sprint | monopole | 147 | 157 |  | replace 3 of 9 existing antennas; install 2 TMAs
| Branford | - North Main Street | AT&T | Sprint | monopole | 112 | 157 |  | add 3 new antennas and 6 remote radio heads to 6 existing antennas and 6 TMAs
| Branford | - North Main Street | MetroPCS | Crown Castle | monopole | n/a | 157 |  | n/a |  | replace radio cabinet for LTE upgrade
| Branford | - North Main Street | Sprint | Crown Castle | monopole | 147 | 157 |  | replace 6 CDMA antennas with 3 dual-band antennas |  | 4G/LTE upgrade
| Branford | - North Main Street | Sprint | Crown Castle | monopole | 147 | 157 |  | install 3 LTE antennas
| Branford | - North Main Street | T-Mobile | Crown Castle | monopole | 122 | 157 |  | replace 3 GSM antennas with 3 GSM/UMTS and add 3 LTE antennas |  | 4G/LTE upgrade
| Branford | - North Main Street | Sprint | Crown Castle | monopole | n/a | 157 |  | n/a |  | replace existing propane generator with new diesel generator | diesel
| Branford | - North Main Street | T-Mobile | Crown Castle | monopole | 121 | 147 |  | install 3 700 MHz antennas |  | remove unused mount @ 131'
| Branford | - North Main Street | AT&T | Crown Castle | monopole | 112 | 157 |  | replace 3 ant w/ 3 700 MHz; replace 3 RRHs, add 3 RRHs
| Branford | - North Main Street | AT&T | Crown Castle | monopole | 112 | 157 |  | replace 3 antennas w/ 3 LTE antennas; add 6 RRHs
Docket No. 122 | Branford | - North Main Street | BAM | BAM | monopole | 108 | 110 | 60 | 2-15' whips, 6-11.5' trans/rec | 20x30
| Branford | - North Main Street | BAM | BAM | monopole | 107 | 110 | 60 | 15-AIP-9212 |  | Replace Antennas
| Branford | - North Main Street | BAM | BAM | monopole | 110 | 110 | 60 | 1 GPS antenna |  | Install GPS receive only
| Branford | - North Main Street | BAM | Crown Atlantic Co. LLC | [6 empty] | Transfer of Certificate from BAM to Crown Atlantic Company LLC
| Branford | - North Main Street | Verizon | Verizon | monopole | 110 | 110 | 60 | replace 3 of 15 cellular antennas with 3 PCS antennas
| Branford | - North Main Street | Verizon | Verizon | monopole | 96 | 110 | 60 | replace 6 existing antennas with 6 new antennas
| Branford | - North Main Street | Verizon | Verizon | monopole | 96, 105 | 110 | 60 | replace 6 existing antennas with 6 new PCS antennas @ 105'; replace 3 of 6 existing antennas with 3 new LTE antennas @ 96'
| Branford | - North Main Street | Verizon | Crown Castle | monopole | 97 | 110 | 60 | replace 2 of 15 existing antennas with 2 LTE antennas
| Branford | - North Main Street | Verizon | Crown Castle | monopole | 97, 103 | 110 | 60 | replace 7 of 15 existing antennas with 1 new LTE antenna @ 97' and 3 new PCS and 3 new Aws antennas @ 103'
| Branford | - North Main Street | Verizon | Crown Castle | monopole | 97, 103 | 110 | 60 | replace 3 ant w/ 3 700/1900 MHz @ 97', 3 ant. w/ 3 2100 MHz @ 103'; replace 3 RRHs, add 3 RRHs
Docket No. 386 | Branford | Pine Orchard Road | T-Mobile | T-Mobile | monopole | 122 | 125 | 36 | install 9 antennas and 6 TMAs | pad
Docket No. 386 | Branford | Pine Orchard Road | AT&T | T-Mobile | monopole | 112 | 125 | 36 | install 6 panel antennas | 12x20
| Branford | Pine Orchard Road |  | Florida Tower Partners | monopole |  | 125 | 36 |  |  | Transfer of Certificate
| Branford | Pine Orchard Road | Verizon | Florida Tower Partners | monopole | 102 | 125 | 36 | install 12 antennas | 12x24
| Branford | Pine Orchard Road | T-Mobile | Florida Tower Partners | monopole | 120 | 125 | 36 | replace 6 of 9 antennas with 6 new antennas
| Branford | Pine Orchard Road |  | American Towers LLC | monopole |  | 125 | 36 |  |  | Transfer of Certificate
| Branford | Pine Orchard Road | AT&T | American Tower | monopole | 112 | 125 | 36 | replace 3 antennas
| Branford | Pine Orchard Road | Verizon | American Tower Corporation | monopole | 102 | 123 | 36 | replace 12 ant w/ 3 700 MHz, 6 850 MHz, 3 2100 MHz ant., add 6 RRHs
| Branford | Pine Orchard Road | AT&T | American Tower | monopole | 112 | 125 | 36 | replace 3 antennas w 3 x 700/850MHz; reloctae 3 rrus, replace 3 rrus & install 3 rrus
Docket No. 427 | Branford | Short Beach Road | AT&T | North Atlantic Towers | monopole | 120 | 120 | 59 | install up to 12 antennas | 12x20 |  | diesel generator | 48-hour capacity
Docket No. 427 | Branford | Short Beach Road | Verizon | North Atlantic Towers | monopole | 110 | 120 | 59 | install up to 15 antennas | 12x24 |  | diesel generator
| Branford | Short Beach Road |  | American Towers LLC | monopole |  | 120 | 59 |  |  | Transfer of Certificate
| Branford | Short Beach Road | Verizon | American Tower | monopole | 100 | 120 | 59 | replace 6 existing antennas w/ 3 700 MHz, 3 1900 MHz, 3 2100 MHz & 6 RRHs
| Branford | Short Beach Road | Verizon | American Tower Corporation | monopole | 100 | 119 | 59 | replace 6 antennas with 3 1900 and 3 2100 MHz antennas
| Branford | Short Beach Road | AT&T | American Tower Corporation | monopole | 118 | 119 | 59 | replace 3 antennas with 3 2300 MHz antennas |  | install/relocate to low profile platform
| Branford | Short Beach Road | AT&T | American Tower Corporation | monopole | 118 | 120 | 59 | replace 3 RRHs w/ new RRHs
| Branford | Short Beach Road | Verizon | American Tower Corporation | monopole | 100 | 120 | 59 | replace 6 antennas w/ 3 2100 MHz and 3 1900 MHz antennas; replace 3 RRHs
| Branford | Short Beach Road | AT&T | American Tower Corporation | monopole | 118 | 120 | 59 | replace 6 antennas w 3 x 1900/2100 MHz & 3 x 700/850 MHz antennas; remove 3 rru's & replace 6 rru's
| Branford | Sylvia Street | AT&T Wireless | VoiceStream | monopole | 100 | 125 |  | 6 Allgon 7250.03 panel antennas |  | 2 new, 2 future equipment cabinets on concrete pad, base compound fenced in area to be enlarged
| Branford | Sylvia Street | T-Mobile | VoiceStream | monopole | 122.5 | 125 |  | replace 6 existing antennas with 3 EMS-RR65-19-02DP & 6 EMS-RR90-17-02DP | pad | add 2 equipment cabinets
| Branford | Sylvia Street | Cingular | VoiceStream | monopole | 100 | 125 |  | replace existing antennas with 6 new antennas
| Branford | Sylvia Street | Pocket (now MetroPCS) | VoiceStream | monopole | 112 | 125 |  | flush mount 3 antennas
| Branford | Sylvia Street | Clearwire | VoiceStream | monopole | 90 | 125 |  | install 3 WiMAX antennas and 3 microwave dishes
| Branford | Sylvia Street | T-Mobile | T-Mobile | monopole | 122 | 125 |  | add 3 UMTS antennas and 3 AWS TMAs to 6 existing antennas and 6 TMAs
| Branford | Sylvia Street | AT&T | T-Mobile | monopole | 100 | 125 |  | add 3 LTE antennas to 6 existing antennas
| Branford | Sylvia Street | T-Mobile | Crown Castle | monopole | 122 | 125 |  | replace 6 existing antennas with 6 new antennas |  | 4G/LTE upgrade
| Branford | Sylvia Street | T-Mobile | Crown Castle | monopole | 122 | 125 |  | add 3 new LTE antennas to 6 existing antennas
| Branford | Sylvia Street | AT&T | Crown Castle | monopole | 100 | 125 |  | install 3 700 MHz antennas
| Branford | Sylvia Street | Verizon | Crown Castle | monopole | 112 | 125 |  | install 12 antennas | 10x20 pad | EFR 1133 | 15kW diesel generator
| Branford | Sylvia Street | Sprint | Crown Castle | monopole | 90 | 125 |  | replace 3 antennas w 3 x 2500MHz antennas & install 3 x 850/1900MHz antennas
| Branford | Sylvia Street | AT&T | Crown Castle | monopole | 100 | 125 |  | replace 4 antennas w 3 x2300 MHz antennas, 1 x 850 MHz & 3 x 700/850/1900/2100 Mhz antennas ; add 3 rru's
| Branford | Sylvia Street | T-Mobile | Crown Castle | monopole | 122 | 125 |  | replace 6 w 3 x 1900/2100 MHz & 3 x 600/700 MHz antennas; swap 3 rru's
| Branford | Sylvia Street | Sprint | Crown Castle | monopole | [5 empty] | replace concrete pad and equipment cabinet; install PPC on new H-frame
| Branford | West Main Street | Verizon | Sprint | monopole | 110 | 120 |  | 12-Decibel antennas; 1 GPS antenna |  | 40 KW diesel fueled emergency stand-by generator, Sprint also on tower @ 122' | diesel generator
| Branford | West Main Street | AT&T Wireless | Sprint | monopole | 100 | 120 |  | 12 panel | cabinets
| Branford | West Main Street | Verizon | Sprint | monopole | 110 | 120 |  | replace 6 cellular antennas with 6 PCS antennas
Petition No. 766 | Branford | West Main Street | T-Mobile | Global Signal | monopole | 130 | 130 |  | install 9 panel antennas | pad | 10-foot extension to existing 120' tower
| Branford | West Main Street | Cingular/AT&T | Global Signal | monopole | 100 | 130 |  | remove all AT&T antennas and equipment
| Branford | West Main Street | Sprint Nextel | Global Signal | monopole | 120 | 130 |  | add 3 WiMAX antennas and 1 microwave dish |  | install 2 WiMAX cabinets
| Branford | West Main Street | Clearwire | Global Signal | monopole | 118 | 130 |  | install 3 panel antennas and 3 microwave dishes
| Branford | West Main Street | Verizon | Global Signal | monopole | 110 | 130 |  | replace 12 existing antennas with 6 new cellular, 3 PCS, and 3 LTE antennas
| Branford | West Main Street | T-Mobile | Global Signal | monopole | 130 | 130 |  | remove 3 of 6 GSM antennas, replace with 3 new UMTS antennas |  | UMTS upgrade
| Branford | West Main Street | Sprint Nextel | Global Signal | monopole | 120 | 130 |  | replace 2 of 9 antennas, install 2 TMAs
| Branford | West Main Street | Clearwire | Crown Castle | monopole | 124 | 130 |  | install 3rd microwave - previously received approval for 3 microwave dish antennas but only installed 2
| Branford | West Main Street | Sprint | Crown Castle | monopole | 120 | 130 |  | replace 6 existing CDMA antennas with 3 dual-band antennas for LTE
| Branford | West Main Street | Verizon | Crown Castle | monopole | 110 | 130 |  | replace 3 of 12 existing antennas with 3 LTE antennas
| Branford | West Main Street | T-Mobile | Crown Castle | monopole | 130 | 130 |  | replace 6 existing antennas with 6 dual-band antennas |  | 4G/LTE upgrade
| Branford | West Main Street | Sprint | Crown Castle | monopole | 120 | 130 |  | add 3 new CDMA/LTE antennas to 3 existing antennas
| Branford | West Main Street | Verizon | Crown Castle | monopole | 111 | 130 |  | replace 6 of 12 existing antennas with 3 new 700 MHz and 3 new 1900 MHz antennas
| Branford | West Main Street | T-Mobile | Crown Castle | monopole | 130 | 130 |  | install 3 700 MHz antennas
| Branford | West Main Street | Verizon | Crown Castle | monopole | 110 | 130 |  | replace 6 antennas w 3 x700/850MHz &3 x 2500 MHz antennas; add 6 rru's
| Branford | West Main Street | T-Mobile | Crown Castle | monopole | 130 | 130 |  | replace 6 antennas w 6x1900/2100 MHz antennas; replace 3 x RRU's
| Bridgeport | Connecticut Avenue | VoiceStream | American Tower | monopole | 120 | 130 |  | 12 EMS antennas (4 per sector) | cabinet | Nextel also on tower
| Bridgeport | Connecticut Avenue | XM Satellite/Radio | American Tower | monopole | 110 | 130 |  | 70" whip antenna |  | 26" Satellite dish on ice bridge
Petition No. 552 | Bridgeport | Connecticut Avenue | Northcoast | American Tower | monopole | 100 | 130 |  | 9 panel antennas | 10x20 pad | expand fenced and graveled compound 18' to east, expand lease area 900 sq.ft. (18x50)
| Bridgeport | Connecticut Avenue | T-Mobile | American Tower | monopole | 120 | 130 |  | E911 upgrade
| Bridgeport | Connecticut Avenue | AT&T | American Tower | monopole | 100 | 130 |  | install up to 6 Allgon 7740 and 6 Allgon 7391 antennas | pad
| Bridgeport | Connecticut Avenue | Cingular | American Tower | monopole | 110 | 130 |  | 6 Kathrein AP14/17-880/1940/088D/ADT/XXP panel antennas | 12x20
| Bridgeport | Connecticut Avenue | MetroPCS New York | American Tower | monopole | 98 | 130 |  | install 3 panel antennas | pad
| Bridgeport | Connecticut Avenue | Sprint Nextel | American Tower | monopole | 126 | 130 |  | replace 12 existing iDEN antennas with 3 WiMAX and 6 iDEN antennas |  | install 1 WiMAX cabinet inside existing shelter; install 1 microwave dish at 128'
| Bridgeport | Connecticut Avenue | T-Mobile | American Tower | monopole | 119 | 130 |  | add 3 antennas to existing 3 for UMTS |  | install UMTS equipment
| Bridgeport | Connecticut Avenue | Clearwire | American Tower | monopole | 125 | 130 |  | install 3 panel antennas, 3 TMAs, 2 microwave dishes
| Bridgeport | Connecticut Avenue | AT&T | American Tower | monopole | 105 | 130 |  | add 3 antennas and 6 RRHs to 6 existing antennas and 12 TMAs
| Bridgeport | Connecticut Avenue | American Tower | American Tower | monopole |  | 130 |  |  |  | install diesel generator for backup power | diesel generator
| Bridgeport | Connecticut Avenue | Sprint | American Tower | monopole | 106 | 130 |  | retain 3 of 9 existing antennas for UMTS; replace remaining 6 antennas with 6 ne LTE antennas
| Bridgeport | Connecticut Avenue | T-Mobile | American Tower Corporation | monopole | 119 | 126 |  | install 3 700 MHz antennas
| Bridgeport | Connecticut Avenue | T-Mobile | American Tower | monopole | 116 | 126 |  | replace 3 ant w/ 3 1900/2100 MHz
| Bridgeport | Connecticut Avenue | AT&T | American Tower | monopole | 106 | 130 |  | replace 3 antennas with 3 x 2100/2300 MHz antennas, remove 6 RRHs and install 9 RRhs
| Bridgeport | Connecticut Avenue | Sprint | American Tower | monopole | 123 | 136 |  | replace 3 antennas w 3 x 850/1900 MHz & install 3 x 2500 MHz antennas
| Bridgeport | Connecticut Avenue | T-Mobile | American Tower | monopole | 116 | 130 |  | replace 6 antennas w 3x1900/2100MHz & 3 x600/700/1900/2100 MHz antennas, add 3xrru's
| Bridgeport | Connecticut Avenue | Sigfox | American Tower | monopole | 88 | 126 |  | install 1x 900 NHz antenna on standoff/support-arm antenna mount | install 1 x mw dish, 1x utility meter & 1x equipment cabinet on existing h-frame
| Bridgeport | Trumbull Avenue | BAM | Chopsey Hill Assoc | self-support lattice | 145 | 240 | 150 | 2-Omni-whip, 6-Direct | 20' x 20' | Install 2-Omni-whips and 4 direct antennas
| Bridgeport | Trumbull Avenue | BAM | Chopsey Hill Assoc | self-support lattice | 132 | 240 | 150 | 12 ALP-9212 |  | Replace Antennas
| Bridgeport | Trumbull Avenue | AT&T Wireless | Chopsey Hill Assoc | self-support lattice | 165 | 240 | 150 | 12-panel antennas, Allgon 7184.14 | 12x20
| Bridgeport | Trumbull Avenue | Verizon | Chopsey Hill Assoc | self-support lattice | 150 | 240 | 150 | 6 panel antennas |  | addition to 6 Verizon panel antennas already in place
| Bridgeport | Trumbull Avenue | Northcoast | Remo Tartaglia | self-support lattice | 80 | 240 | 150 | 9 panel | cabinet | 10x20 pad
| Bridgeport | Trumbull Avenue | AT&T Wireless | Remo Tartaglia | self-support lattice |  |  | 150 |  |  | install new equipment in existing shelter
Petition No. 512 | Bridgeport | Trumbull Avenue | VoiceStream | Remo Tartaglia | self-support lattice | 202 | 240 | 150 | up to 12 EMS RR 901702 DP antennas and 6 Airtech amplifiers |  | 3 Nortel S8000 equipment cabinets on 12x12 concrete pad
| Bridgeport | Trumbull Avenue | Marcus Communications | Remo Tartaglia | self-support lattice | 237, 247,217 | 240 | 150 | 1dish antenna (3' diam.), 1 dish (4' daim.) @ 237', 1 receive antenna w/ centerline @ 247', 2 transmit whip antennas @ 217' |  | install equipment in existing 12x36 equipment shelter
| Bridgeport | Trumbull Avenue | AT&T Wireless | Remo Tartaglia | self-support lattice | 165 | 240 | 150 | replace 12 existing antennas with 12 new ones |  | 2 additional cabinets in shelter
| Bridgeport | Trumbull Avenue | AT&T Wireless | Remo Tartaglia | self-support lattice |  | 240 | 150 | add GPS antenna for E911
| Bridgeport | Trumbull Avenue | New Cingular | Remo Tartaglia | self-support lattice | 165 | 240 | 150 | replace 9 single band antennas with 6 dual band antennas | 12x20
| Bridgeport | Trumbull Avenue | Nextel | Remo Tartaglia | self-support lattice |  | 240 | 150 |  | 10x20 | install 60 kW back up diesel generator on pad near existing equipment shelter | diesel generator
| Bridgeport | Trumbull Avenue | MetroPCS New York | Remo Tartaglia | self-support lattice | 210 | 240 | 150 | install 6 panel antennas | pad | install 2 equipment and 1 PPC cabinet
| Bridgeport | Trumbull Avenue | Sprint/Nextel | Remo Tartaglia | self-support lattice | 187, 180 | 240 | 150 | add 3 WiMAX antennas @ 187' and 3 microwave dishes @ 180' |  | install 1 WiMAX cabinet and one power cabinet on concrete pad, add 1 GPS antenna
| Bridgeport | Trumbull Avenue | T-Mobile | Remo Tartaglia | self-support lattice | 200 | 240 | 150 | remove 3 of 6 existing antennas; install 3 new antennas
| Bridgeport | Trumbull Avenue | Clearwire | Remo Tartaglia | self-support lattice | 180 | 240 | 150 | install 3 WiMAX antennas, 3 microwave dishes, and 3 radio heads
| Bridgeport | Trumbull Avenue | Verizon | Remo Tartaglia | self-support lattice | 150 | 240 | 150 | replace 12 existing antennas with 6 cellular, 3 PCS, and 3 LTE antennas
| Bridgeport | Trumbull Avenue | Sprint | Remo Tartaglia | self-support lattice |  | 240 | 150 |  |  | install 10 kW Altergy fuel cell as backup power | fuel cell backup
| Bridgeport | Trumbull Avenue | AT&T | Remo Tartaglia | self-support lattice | 164 | 240 | 150 | add 3 LTE antennas to 6 existing antennas
| Bridgeport | Trumbull Avenue | T-Mobile | Cell Tower Lease Acquisition/Unison | self-support lattice | 205 | 240 | 150 | replace 6 of 9 existing antennas with 6 new multi-band antennas
| Bridgeport | Trumbull Avenue | Verizon | Cell Tower Lease Acquisition/Unison | self-support lattice | 155 | 240 | 150 | replace 6 of 12 existing antennas with 3 new cellular and 3 new AWS antennas
| Bridgeport | Trumbull Avenue | AT&T | Global Tower Partners | self-support lattice |  | 240 | 150 |  |  | install 50 kW diesel generator for backup power | diesel generator
| Bridgeport | Trumbull Avenue | Sprint | Global Tower Partners | self-support lattice | 180 | 240 | 150 | replace 6 CDMA antennas with 3 dual-band antennas |  | 4G/LTE upgrade
| Bridgeport | Trumbull Avenue | Sprint | Global Tower Partners | self-support lattice | 180 | 240 | 150 | add 3 new CDMA/LTE antennas to 3 existing antennas
| Bridgeport | Trumbull Avenue | Verizon | American Tower Corporation | self-support lattice | 155 | 240 | 150 | replace 9 antennas with 3 700, 3 1900, and 3 2100 MHz antennas
| Bridgeport | Trumbull Avenue | T-Mobile | American Tower Corporation | self-support lattice | 202 | 240 | 150 | install 3 700 MHz antennas
| Bridgeport | Trumbull Avenue | AT&T | American Tower Corporation | self-support lattice | 165 | 240 | 150 | replace 3 antennas with 3 2300 MHz antennas
| Bridgeport | Trumbull Avenue | AT&T | American Tower Corporation | self-support lattice | 165 | 240 | 150 | replace 3 ant with 3 1900 MHz antennas, replace 3 RRHs
| Bridgeport | Trumbull Avenue | T-Mobile | American Tower Corporation | self-support lattice | 202 | 240 | 150 | replace 3 antennas w/ 3 1900 MHz antennas
| Bridgeport | Trumbull Avenue | Verizon | American Tower | self-support lattice | 155 | 240 | 150 | replace 6 antennas w/ 3 700/1900 MHz and 3 2100 MHz antennas; add 6 RRHs
| Bridgeport | Trumbull Avenue | AT&T | American Tower | self-support lattice | 165 | 240 | 150 | install 3 RRHs on platform
| Bridgeport | Trumbull Avenue | T-Mobile | American Tower | self-support lattice | 202 | 240 | 150 | replace 6 ant w 3x600/700/2100MHz & 3x2100MHz antennas; add 3 rru's
| Bridgeport | Trumbull Avenue | American Tower Corporation | Global Tower Partners | [6 empty] | generator installed on 6' x 8' concrete pad; ATS and circuit breaker on proposed H- Frame | diesel generator | 80-kilowatt | yes
| Bridgeport | Trumbull Avenue | AT&T | American Tower | self-support lattice | 165 | 240 | 150 | install 3 x 700/850/2100 MHz antennas, add 6 RRUs; relocate 3 antennas & 3 RRus
| Bridgeport | Noble Avenue | AT&T Wireless | VoiceStream | monopole | 98 | 120 |  | 3-panel antennas | 8'6"x15' | designed as a flag pole with antennas mounted internally; VoiceStream also on tower @ 118'; tower on grounds of Beardsley Zoo
| Bridgeport | Noble Avenue | AT&T Wireless | VoiceStream | monopole | 98 | 120 |  | install additional equipment cabinet on existing concrete pad
| Bridgeport | Noble Avenue | AT&T Wireless | VoiceStream | monopole |  | 120 |  | add GPS antenna for E911
| Bridgeport | Noble Avenue | T-Mobile | VoiceStream | monopole | 0.91453 | 120 |  | replace 6 existing antennas with 6 EMS DR6518-02-DPL2Q, 3 at each ht. | pads | replace 2 existing with 3 new cabinets
| Bridgeport | Noble Avenue | Nextel | VoiceStream | monopole | 89.5, 84.5 | 120 |  | install 3 antennas at each height | 12x20
| Bridgeport | Noble Avenue | AT&T | VoiceStream | monopole | 98 | 120 |  | remove antennas
| Bridgeport | Noble Avenue | Sprint Nextel | VoiceStream | monopole | 100 | 120 |  | three panel antennas |  | install two BTS inside Nextel's existing equipment shelter
| Bridgeport | Noble Avenue | Clearwire | VoiceStream | monopole | 95 | 120 |  | install 3 WiMAX antennas and 3 microwave dishes
| Bridgeport | Noble Avenue | T-Mobile | Crown Castle | monopole | 105 & 115 | 120 |  | replace 3 ant w/ 3 new antennas; add 3 RRHs
| Bridgeport | Noble Avenue | Sprint | Crown Castle | monopole | 96 | 120 |  | replace 3 antennas w/ 3 850/1900/2500 MHz antennas; add 3 RRHs, 3 diplexers
Docket No. 45 | Bridgeport | Kaechele Place | SNET Cellular | SNET Cellular | monopole | 150 | 150 | 237 | (4-6)- 12' whips | 20x24
| Bridgeport | Kaechele Place | SNET/SCLP | SNET/SCLP | monopole | [5 empty] | Transfer of Certificate from SNET to Springwich Cellular Limited Partnership
| Bridgeport | Kaechele Place | SNET/SCLP | SNET/SCLP | monopole | 152.47 | 150 | 237 | Directional panel antennas , Approx. 4' |  | Increase channels, change antenna type
| Bridgeport | Kaechele Place | SNET/SCLP | SNET/SCLP | monopole | 157.46 | 150 | 237 | 1-message alert antenna |  | Add 1 message alert antenna
| Bridgeport | Kaechele Place | ATT Wireless | SNET/SCLP | monopole | 140 | 150 | 237 | 12-panel antennas | 12x20
| Bridgeport | Kaechele Place | Verizon/Cingular | AT&T | monopole | 100/155 | 156 | 237 | 12 panel | 12x30 | Cingular replacing antennas. Reinforce tower and foundation
| Bridgeport | Kaechele Place | AT&T Wireless | AT&T | monopole | 140 |  | 237 | 3 panel |  | replacement of 3 panels and installation of new equipment in shelter
| Bridgeport | Kaechele Place | Cingular | AT&T | monopole | 155 | 156 | 237 | upgrade for GSM capability
| Bridgeport | Kaechele Place | Cingular/AT&T | AT&T | monopole | 140 | 156 | 237 | remove all AT&T antennas and equipment
| Bridgeport | Kaechele Place | MetroPCS New York | AT&T | monopole | 120 | 156 | 237 | install six panel antennas | pad
| Bridgeport | Kaechele Place | Cingular | AT&T | monopole | 155 | 156 | 237 | remove antennas at 130' and 150'; install 6 Powerwave 7770 antennas, 6 TMAs, and 6 diplexers @ 155'
| Bridgeport | Kaechele Place | Cingular/AT&T | AT&T | monopole | see comments | 156 | 237 | remove a total of 15 existing antennas from 140' and 150'; install 6 new antennas, 6 TMAs, and 6 diplexers at 150'
| Bridgeport | Kaechele Place | Clearwire | AT&T | monopole | var. | 156 | 237 | install 3 WiMAX antennasat 110', 2 microwave dishes at 114', and 2 microwave dishes at 107'
| Bridgeport | Kaechele Place | Verizon | AT&T | monopole | 100 | 156 | 237 | replace 6 PCS antennas with 3 new PCS and 3 LTE antennas
| Bridgeport | Kaechele Place | AT&T | AT&T | monopole | 154 | 156 | 237 | add 3 LTE antennas to 6 existing antennas
| Bridgeport | Kaechele Place | Verizon | AT&T | monopole | 100 | 156 | 237 | replace 12 antennas with 3 cellular, 3 LTE, 3 PCS, and 3 AWS antennas
| Bridgeport | Kaechele Place | AT&T | Crown Castle | monopole | 154 | 156 | 237 | install 3 remote radio heads
| Bridgeport | Kaechele Place | AT&T | Crown Castle | monopole | 154 | 156 | 237 | replace 3 existing antennas with 3 850/2300/1900 MHz, install 3 RRH, 6 triplexers & 3 cables
| Bridgeport | Kaechele Place | T-Mobile | Crown Castle | monopole | 120 | 156 | 237 | replace 3 antennas w/ three 700 MHz ant; add 6 1900/2100 MHz
| Bridgeport | Kaechele Place | T-Mobile | Crown | monopole | [5 empty] | install 7.5 kilowatt propane generator and 120 gallon propane tank.
| Bridgeport | Kaechele Place | Verizon | Crown Atlantic Co | monopole | 99 | 156 | 237 | replace 6 antennas w/ 3 700 MHz & 3 2100 MHz antennas; add 9 RRHs
| Bridgeport | Kaechele Place | Sprint | Crown Castle | monopole | 140 | 150 | 237 | replace 3 ant. W 3x850/1900MHz & install 3x2500MHz antnennas; add 6 rru's
| Bridgeport | Kaechele Place | AT&T | Crown Castle | monopole | 154 | 150 | 237 | replace 3 antennas w 3x 700/2100 MHz antennas; add 3 rru's
| Bridgeport | Kaechele Place | Verizon | SNET Cellular | monopole | 99 | 150 | 237 | replace 2 antennas w 2 x 850 MHz antennas ; replace 6 rru's
| Bridgeport | Kaechele Place | Verizon | SNET Cellular | monopole | 99 | 150 | 237 | replace 9 antennas w 6x700/850/1900/2100 MHz & 3 x 3550 MHz antennas; replace 6 rrus and install 3 rrus
Docket No. 464 | Bridgeport | Evergreen Street | AT&T | Blue Sky Towers LLC | monopole | 130 | 135 | 13 | 9 panel antennas | 11 1/2 x20 | Docket for permanent tower to replace temporary tower from pet. 1169 and replacement of AT&T HIHO facility
| Bridgeport | Evergreen Street | Sprint | Blue Sky Towers LLC | monopole | 120 | 135 | 13 | install 3 865/1900 MHz, 3 2500 MHz ant; add 12 RRHs, add 4 microwave ant | 10' x20' pad | tower share
| Bridgeport | Evergreen Street | T-Mobile | Blue Sky Towers LLC | monopole | 110 | 135 | 13 | install 4 600/700 MHz, 4 1900/2100 MHz, 4 2100 MHz and 12 RRHs; and 1 microwave dish for backhaul | 3 cabinets | tower share; replacement for HI HO facility | propane generator | 7.5-kW
| Bridgeport | Evergreen Street | AT&T | Blue Sky Towers LLC | monopole | 130 | 135 | 13 | install 3 x 700/2100 MHZ antennas ; add 9 rru's
| Bridgeport | Evergreen Street | AT&T | Blue Sky Towers LLC | monopole | 130 | 135 | 13 | relocate 3 antennas & install 3 x700/850 MHz antennas ; add 3 rrus
Petition No. 967 | Bridgeport | Fairfield Avenue | Clearwire | Bridgeport Garden Apts | smokestack | 81' | 87' |  | install 3 WiMAX antennas @ 81' and 6 microwave dishes @ 77' | pad | rebuild top 35' of smokestack in stealth appartus for antenna installation
Docket No. 479 | Bridgeport | Horace Street | Verizon | Tarpon Towers II | monopole | 90 | 90 | 62 | install 12 antennas (700, 850, 1900 and 2100 MHz); install 9 RRHs | cabinets | D&M plan approved on June 22, 2018; | battery & natural gas generator | 25 kW
| Bridgeport | Horace Street | T-Mobile | Tarpon Towers II | monopole | 80 | 90 | 62 | install one 23 GHz, 3 x 600/700 MHz and 6 x 1900/2100 MHz antennas; 9 RRHs | cabinets | tower share | natural gas generator | 25 kw
| Bridgeport | John Street | SNET/SCLP | SNET/SCLP | self-support lattice |  | 40 |  | 12-cellular, 1-message |  | Install antennas on the top of a 40 ft self support tower on a building roof
| Bridgeport | John Street | Cingular | SNET/SCLP | self-support lattice |  | 40 |  | upgrade for GSM capability
| Bridgeport | John Street | Cingular | SNET/SCLP | self-support lattice |  | 40 |  | replace 9 single band antennas with 6 dual band antennas
Docket No. 472 | Bridgeport | Broadbridge Road | Verizon | Verizon | monopole | 92 & 82 | 100 |  | designed as a flag pole; internally mounted antennas | cabinet |  | 25-kW natural gas
Petition No. 437 | Bridgeport | Congress Street | UI | UI | utility pole | 79 | 79 |  | Cell Master Unit | cabinet | wood transmission structure
| Bridgeport | Pine Street | VoiceStream | RCSC | self-support lattice | 180 | 250 |  | 6-EMS dual-pol antennas
| Bridgeport | Pine Street | Verizon | RCSC | self-support lattice | 110 | 250 |  | 12-Decibel antennas; 1 GPS antenna
| Bridgeport | Pine Street | Metricom | Radio Communications Corp. | self-support lattice | 124 | 248 |  | 16-Larsen ISM Dual Band Panel Ant; 3 nudd booms | w/in existing
| Bridgeport | Pine Street | Nextel | Radio Communications Corp. | self-support lattice | 96 | 250 |  | 12 panel antenae | w/in existing | 2 GPS receivers on building
| Bridgeport | Pine Street | T-Mobile | RCSC | self-support lattice | 180 | 250 |  | E911 upgrade
| Bridgeport | Pine Street | Verizon | RCSC | self-support lattice | 110 | 250 |  | replace 6 cellular antennas with 6 PCS antennas
| Bridgeport | Pine Street | Nextel | RCSC | self-support lattice | 85 | 250 |  | install 12 panel antennas | 10x20
| Bridgeport | Pine Street | MetroPCS New York | RCSC | self-support lattice | 126 | 250 |  | install 6 panel antennas | pad | install 2 equipment cabinets in existing equipment building
| Bridgeport | Pine Street | Sprint Nextel | RCSC | self-support lattice | 85 | 250 |  | replace 3 cell phone antennas with 3 WiMAX antennas |  | install 1 WiMAX cabinet in existing equipment room; add 1 microwave dish to tower
| Bridgeport | Pine Street | Sprint Nextel | RCSC | self-support lattice | 240 | 250 |  | move microwave dish from 85' to 240'
| Bridgeport | Pine Street | T-Mobile | RCSC | self-support lattice | 184 | 250 |  | add 3 antennas and 3 TMAs to existing array |  | UMTS upgrade
| Bridgeport | Pine Street | Clearwire | RCSC | self-support lattice | 85 | 250 |  | remove Nextel antennas and install 3 panel antennas and 2 microwave dishes
| Bridgeport | Pine Street | Verizon | RCSC | self-support lattice | 110 | 250 |  | replace 6 PCS with 3 new PCS and 3 LTE antennas
| Bridgeport | Pine Street | Verizon | RCSC | self-support lattice | 110 | 250 |  | replace 6 PCS with 3 new PCS and 3 LTE antennas
| Bridgeport | Pine Street | Clearwire | RCSC | self-support lattice | 118 | 250 |  | install 3 WiMAX antennas @ 118' and 3 microwave dishes @ 123'
| Bridgeport | Pine Street | T-Mobile | RCSC (Robert Knapp) | self-support lattice | 180 | 250 |  | replace 6 of 9 dual-band antennas with 6 new multi-band antennas
| Bridgeport | Pine Street | Verizon | RCSC (Robert Knapp) | self-support lattice | 110 | 250 |  | add 3 AWS antennas to 12 existing antennas
| Bridgeport | Pine Street | Verizon | RCSC (Robert Knapp) | self-support lattice | 110 | 250 |  | add 3 AWS antennas and replace 4 of 12 existing antennas with 1 new PCS and 3 new LTE antennas
| Bridgeport | Pine Street | Verizon | RCSC | self-support lattice | 110 | 250 |  | replace 9 antennas w/ 3 700 MHz, 3 1900 MHz, 3 2100 MHz & 3 RRHs
| Bridgeport | Pine Street | T-Mobile | Radio Communications Corporation | self-support lattice | 180 | 250 |  | replace 6 antennas with 3 700 and 3 1900/2100 MHz antennas
| Bridgeport | Pine Street | T-Mobile | Radio Communications Corporation | self-support lattice | 180 | 250 |  | install 3 new RRHs
| Bridgeport | Pine Street | Verizon | Radio Communications Corporation | self-support lattice | 110 | 250 |  | replace 6 RRHs, add 3 RRHs
| Bridgeport | Pine Street | T-Mobile | Radio Communications Corporation | self-support lattice | 180 | 250 |  | replace 6 exisitng w 6 x 1900/2100 MHz antennas;
| Bridgeport | Pine Street | Sprint | Radio Communications Corporation | self-support lattice | 118 | 250 |  | replace 3 antennas w 3x850/1900 & install 3x2500 MHz antennas; add 9 rru's
| Bridgeport | Pine Street | Verizon | Radio Communications Corporation | self-support lattice | 110 | 250 |  | replace 9 antennas w 3x700MHz, 3 x 1900MHz & 3 x 2100MHz antennas; swap 6 rru's
Docklet No. 130 | Bridgeport | Barnum Avenue | BAM | RAST Building | roof top | 154 | 152 | 20 | 2-10.5' whips, 6-11"x20" panels | 8x30 | RAST Remington Arms Shot Tower, d130 A -amend app for building
| Bridgeport | Barnum Avenue | BAM | RAST Building | roof top | 152 | 152 | 20 | 12-ALP-9212 |  | Replace Antennas
Petition No. 127 | Bridgeport | Bridgeport Harbor Gen. Station | WEBE Radio | United Illuminating | smokestack | 470 | 508 | 11 | 1-6 bay fm ant |  | Mount FM ant. on to top of smoke stack #3
Petition No. 406 | Bridgeport | Oxbrook Road | Omni | CL&P | utility pole | 92.5 | 86 |  | 1-EMS-TRR90-17-00DP | 10'x5.5' | 56"x2.75" antenna mounted on structure 806
| Bridgeport | Oxbrook Road | Omni/VoiceStream/T-Mobile | CL&P | utility pole | 94 | 86 |  | replace existing 3 antennas with 12 EMS RR90-17-02DP |  | replace pipe mast extension w/ 94' PowerMount pole, new antennas on triangular platform, larger compound for more equipment cabinets
| Bridgeport | Oxbrook Road | Omni/VoiceStream/T-Mobile | CL&P | utility pole | 94 | 86 |  | E911 upgrade
| Bridgeport | Oxbrook Road | T-Mobile | CL&P | utility pole | 92.5 | 86 |  | remove 6 existing antennas; install 3 new antennas
Docket No. 437 | Bridgewater | Second Hill Road | AT&T | AT&T | monopole | 157 | 160 | 908 | install 12 panel antennas | 12x20 |  | diesel generator | 48-hour capacity
| Bridgewater |  | AT&T | AT&T | monopole | 156 | 160 | 908 | replace three existing remote radio units with three new remote radio units
| Bridgewater | Second Hill Road | AT&T | AT&T | monopole | 156 | 160 | 908 | relocate 3 antennas, replace 6 antennas w 3 700/850/1900 MHz & 3 x 700/850 MHz antennas; replace 3 RRUs & add 3 RRUs
Docket No. 412 | Bridgewater | Wewaka Brook Road | AT&T | SBA Towers | monopole | 167 | 170 | 582 | install up to 12 antennas | 12x20
| Bridgewater | Wewaka Brook Road | AT&T | SBA Communications | monopole | 167 | 170 | 582 | replace 3 antennas w/ 3 700/1900 MHz antennas; add 6 RRHs
Docket No. 318 | Bristol | Terryville Avenue | Verizon | Verizon | monopole | 107, 117 | 120 | 638 | 3 cellular antennas at 107' and 3 PCS antennas at 117' | 12x30 | designed as a flag pole with antennas mounted internally
| Bristol | Terryville Avenue | Verizon | Verizon | monopole | 107, 117 | 120 | 638 | replace all 6 existing antennas with 3 dual band antennas @ 117' and 3 LTE antennas @ 107'
| Bristol | Farmington Avenue | AT&T | Nextel | monopole | 130 | 150 |  | 12 panel | cabinets | Nextel on tower @ 147.5'
| Bristol | Farmington Avenue | Cingular/AT&T | Nextel | monopole | 130 | 150 |  | remove all AT&T antennas and equipment
| Bristol | Farmington Avenue | Clearwire | Nextel | monopole | 140 | 150 |  | install 3 WiMAX antennas and 3 microwave dished
| Bristol | Farmington Avenue | Sprint | SBA Steel II, LLC | monopole | 140 | 150 |  | replace 3 antennas w 3 x 850/1900 MHz & install 3 x 2500 MHz antennas
| Bristol | Farmington Avenue | T-Mobile | SBA Steel II, LLC | monopole | 130 | 150 |  | install 3x600/700/2100MHz & 3x1900MHz &3x2100MHz; add 9 rru's
| Bristol | Valley Street | BAM | Carpenter Realty | self-support lattice | 105 | 110 |  | 6-SLR-410C-4RX |  | Install 6 antennas on a 30 ft self support tower on a 80 ft building
| Bristol | Valley Street | BAM | Carpenter Realty | self-support lattice | 88 | 110 |  | 9-ALP-9212 |  | Replace antennas; 30 ft tower on a 80 ft building
| Bristol | Valley Street | Verizon | Carpenter Realty | self-support lattice | 100, 110 | 110 |  | replace 15 existing antennas with 6 PCS antennas @ 110' and 6 cellular and 3 LTE antennas @ 100'
| Bristol | Valley Street | Verizon | Carpenter Realty | self-support lattice | 100, 110 | 110 |  | replace 6 of 15 antennas with 3 new PCS and 3 new AWS antennas
| Bristol | Valley Street | Verizon | Carpenter Realty | self-support lattice | 110 | 110 |  | replace 6 ant w/ 3 700 MHz & 3 2100 MHz antennas; add 12 RRHs
| Bristol | Valley Street | Verizon | Carpenter Realty | self-support lattice |  |  |  |  | install C-RAN equipment | expand equipment room by 272-sq ft; replace 60kw gen w 100-kw generator | natural gas generator | 100-kilowatt | no
Docket No. 250 | Bristol | Terryville Avenue | AT&T | AT&T | monopole | 170 | 170 | 541.5 | up to 12 panel antennas | pad
Docket No. 250 | Bristol | Terryville Avenue | Sprint | AT&T | monopole | 150 | 170 | 541.5 | up to 12 panel antennas | pad
| Bristol | Terryville Avenue | Verizon | AT&T | monopole | 140 | 170 | 541.5 | 12 panel antennas | 12x30
| Bristol | Terryville Avenue | Cingular | AT&T | monopole | 169 | 170 | 541.5 | replace 3 existing antennas with 3 new ones |  | 6 new tower mount amplifiers, 2 new equipment cabinets
| Bristol | Terryville Avenue | T-Mobile | AT&T | monopole | 130 | 170 | 541.5 | install 9 panel antennas | pad
| Bristol | Terryville Avenue | T-Mobile | AT&T | monopole | 130 | 170 | 541.5 | add 3 antennas and 3 TMAs to 3 existing antennas and TMAs |  | UMTS upgrade
| Bristol | Terryville Avenue | Pocket (now MetroPCS) | AT&T | monopole | 156 | 170 | 541.5 | install 3 flush mounted antennas
| Bristol | Terryville Avenue | Verizon | AT&T | monopole | 140 | 170 | 541.5 | replace 6 of 12 existing antennas with 3 new PCS and 3 new LTE antennas
| Bristol | Terryville Avenue | MetroPCS | AT&T | monopole |  | 170 | 541.5 |  |  | replace radio cabinet as part of LTE upgrade
| Bristol | Terryville Avenue | AT&T | AT&T | monopole | 169 | 170 | 541.5 | add 3 multi-band antennas to 3 GSM/UMTS antennas |  | 4G/LTE upgrade
| Bristol | Terryville Avenue | AT&T | AT&T | monopole |  | 170 | 541.5 |  |  | install 50 kW diesel generator for backup power | diesel generator
| Bristol | Terryville Avenue | Sprint | AT&T | monopole | 158 | 170 | 541.5 | replace 6 CDMA antennas with 3 dual-band antennas |  | 4G/LTE upgrade
| Bristol | Terryville Avenue | T-Mobile | AT&T | monopole | 130 | 170 | 541.5 | replace 6 existing antennas with 3 LTE and 3 multi-band antennas |  | 4G/LTE upgrade
| Bristol | Terryville Avenue | Verizon | AT&T | monopole | 140 | 170 | 541.5 | replace 6 of 12 existing antennas with 3 cellular and 3 AWS antennas
| Bristol | Terryville Avenue | Verizon | AT&T | monopole | 140 | 168.5 | 541.5 | replace 6 antennas with 3 700 and 3 1900/2100 MHz antennas
| Bristol | Terryville Avenue | Sprint | Crown Castle | monopole | 158 | 170 | 541.5 | install 3 2500 MHz antennas & 3 RRHs
| Bristol | Terryville Avenue | AT&T | Crown Castle | monopole | 168 | 170 | 541.5 | install 3 x 700MHz antennas; add 12 RRU's
| Bristol | Terryville Avenue | Verizon | Crown Castle | monopole | 140 | 170 | 541.5 | replace 6 x rru's; install OVP
| Bristol | Terryville Avenue | AT&T | Crown Castle | monopole | 168 | 170 | 541.5 | replace 3 antennas w 3 x 700/850/2100 MHz antennas
| Bristol | Middle Street | AT&T | Inland Private Capital Corp. | smokestack | 120 | 127 |  | install 3 850/2300 MHz, 3 700/1900 MHz ant; add 12 RRHs | 5' x 10' pad | tower share. Abandoned smokestack at ESPN. Antennas attached to catwalk
| Bristol | Middle Street | AT&T | Inland Private Capital Corp. | smokestack | 120 | 127 |  | relocate 6 antennas & install 3 x 700/8502100 MHz & 3 x 1900 MHz antennas; add 9 rru's
Petitin No. 1306 | Bristol | Farmington Avenue | Verizon | Federal Realty Investment Trust | small cell | 33 | 35.2 |  | install small cell canister and 1 RRH | inside building
| Bristol | Willis Street | SNET/SCLP | SNET/SCLP | monopole | 115.26 | 80 | 1024 | 2-Omni trans/receive antennas | 12' x 26' | Add two omni antennas, and an equipment building
Petition No. 314 | Bristol | Willis Street | SCLP | SCLP | monopole | 120 | 120 |  | 2-2' repaeter dishes | 12x26 | remove two existing 80' gl towers for new 120'. South Mtn
| Bristol | Willis Street | Nextel/BellSouth/Spectra | American Tower | monopole | 110 | 120 |  | 8 panel / 1 panel | 12/20/cabinet
| Bristol | Willis Street | SNET/Cingular | American Tower | monopole | 123 | 120 |  | replace existing antennas with 9 CSS DUO4-8670, 6 tower mount amplifiers, 1 LMU @ 32' | 12/20/cabinet
| Bristol | Willis Street | Cingular | American Tower | monopole | 126 | 120 |  | replace existing antennas with 6 new panel antennas |  | removed existing tower mount amplifiers
| Bristol | Willis Street | Pocket (now MetroPCS) | American Tower | monopole | 100 | 120 |  | flush mount 3 antennas
| Bristol | Willis Street | Clearwire | American Tower | monopole | 90 | 120 |  | install 3 panel antennas, 3 TMAs, 2 microwave dishes
| Bristol | Willis Street | AT&T | American Tower | monopole | 124 | 120 |  | add 3 LTE antennas to 3 existing GSM and 3 existing UMTS antennas
| Bristol | Willis Street | MetroPCS | American Tower | monopole | n/a | 120 |  | n/a |  | replace radio cabinet as part of LTE upgrade
| Bristol | Willis Street | AT&T | American Tower | monopole | 128 | 120 |  | install 3 previously approved remote radio heads
| Bristol | Willis Street | AT&T | American Tower | monopole | 128 | 120 |  | replace 3 ant w/ 3 850/2300 MHz; add 3 RRHs
| Bristol | Willis Street | AT&T | American Tower | monopole | 124 | 120 |  | replace 3 RRHs w/ new RRHs
| Bristol | Willis Street | AT&T | American Tower | monopole | 124 | 120 |  | install 3 700 MHz; install 9 RRHs
| Bristol | Willis Street | Sprint | American Tower | monopole | 90 | 120 |  | replace 3 antennas w 3x800/1900 MHz &install 3x2500 MHz antennas; add 6 rrus | replace clearwire equipment platform | replace antenna mount; install 3 cabinets
| Bristol | Willis Street | AT&T | American Tower | monopole | 124 | 120 |  | relocate 9 antennas; replace 3 antennas w 3 x 700/850/2100/5G 850 MHz antennas & relocate 9rrus; replace 3rrus & install 3 rrus | remove 3 eeus and upgrade g.l equipment | replace antenna mount
Petition No. 510 | Bristol | Willis Street | VoiceStream | CL&P | guyed-lattice | 123 | 125 |  | 6 panel antennae | cabinets
| Bristol | Willis Street | T-Mobile | CL&P | guyed-lattice | 123 | 125 |  | E911 upgrade
Petition No. 800 | Bristol | Willis Street | CL&P | CL&P | self-support lattice | var. | 130 |  | transfer existing antennas to new tower | control bldg | replace existing guyed lattice tower with self-supporting lattice tower of same height
Petition No. 800 | Bristol | Willis Street | T-Mobile | CL&P | self-support lattice | 123 | 130 |  | install 3 UMTS antennas and 3 TMAs | control bldg | UMTS upgrade
| Bristol | Willis Street | T-Mobile | CL&P | self-support lattice | 125 | 130 |  | replace 3 GSM and 3 UMTS antennas with 3 new LTE and 3 new multi-band antennas |  | 4G/LTE upgrade
| Bristol | Willis Street | T-Mobile | Eversource | self-support lattice | 125 | 130 |  | install 3 700 MHz antennas
| Bristol | Willis Street | T-Mobile | Eversource | self-support lattice | 125 | 130 |  | replace 3 antennas w 3 x 1900/2100 MHZ antennas;
Petition No. 1143 | Bristol | Farmington Avenue | Verizon | MCH Properties | small cell | 26.5 | 16.9 | 385.4 | small cell designed to look like exhaust stack |  | on wall of building
Petition No. 79 | Bristol | Main Street | SNET | SNET | roof top | 52 | 44 | 290 | 1-12' dish |  | replace 1-10' dish with 1-12' dish
| Bristol | Farmington Avenue | T-Mobile | T-Mobile | monopole | 113 | 120 |  | install 3 new antennas and 3 TMAs @ 113'; 3 antennas and 6 TMAs @ 118' |  | designed as a flagpole with internally mounted antennas; UMTS upgrade
| Bristol | Farmington Avenue | Pocket (now MetroPCS) | T-Mobile | monopole | 98 | 120 |  | install 3 antennas
| Bristol | Farmington Avenue | MetroPCS | T-Mobile | monopole | 98 | 120 |  | install 3 antennas inside concealment sheath |  | Pocket never went on tower
| Bristol | Farmington Avenue | T-Mobile | Crown Castle | monopole | 115 | 120 |  | replace 3 GSM antennas with three GSM/UMTS antennas
Docket No. 467 | Brookfield | Pocono Road | Verizon | Homeland Towers | monopole | 148 | 150 | 337 |  |  | D&M approved on 2/16/17 | propane generator | 10 kW
Petition No. 616 | Brookfield | Huckleberry Hill Road | AT&T | AT&T | monopole | 55.00,48.00 | 60 |  | 3 Thales p065X51NSON antennas @ 55', 3 @ 48' |  | designed as a flagpole with internally mounted antennas; up to four equipments on concrete pad
| Brookfield | Huckleberry Hill Road | Cingular | AT&T | monopole | 51, 57 | 60 |  | remove 3 antennas at each ht; replace with 3 antennas, 3 TMAs, 3 diplexers |  | top 20' of tower from 18" diameter to 28" diameter
| Brookfield | Huckleberry Hill Road | Cingular | AT&T | monopole |  | 60 |  |  |  | install new equipment cabinet
| Brookfield | Huckleberry Hill Road | AT&T | AT&T | monopole | 51, 57 | 60 |  | replace 3 existing GSM/UMTS antennas with 3 new GSM/UMTS antennas @ 57' and install 3 new LTE antennas @ 51' |  | install new equipment cabinet
| Brookfield | Huckleberry Hill Road | AT&T | AT&T | monopole | 57 | 60 |  | replace 3 ant w/ 3 700/850/1900 MHz; replace 3 TMAs, add 3 TMAs & 3 RRHs
Petition No. 588 | Brookfield | Park Ridge Road | Sprint | CL&P | utility pole | 135 | 125 |  | install 6 panel antennas |  | equipment cabinets on concrete pad
| Brookfield | Park Ridge Road | Sprint | CL&P | utility pole | 132 | 125 |  | replace 3 of 6 existing antennas; add 2 TMAs
| Brookfield | Park Ridge Road | Sprint | CL&P | utility pole | 132 | 125 |  | replace 6 CDMA antennas with 3 dual band antennas |  | 4G/LTE upgrade
| Brookfield | Park Ridge Road | Sprint | CL&P | utility pole | 132 | 125 |  | replace 3 antennas w 3 x 800/1900/2500 MHz antennas | install 3 RRU's on new H-frame
| Brookfield | Carmen Hill Road | Sprint Nextel | Danbury Broadcasting | guyed-lattice | 256 | 455 |  | remove 2 existing iDEN antennas; install 1 CDMA antenna
| Brookfield | Carmen Hill Road | Clearwire | Cumulus Broadcasting | guyed-lattice | 155, 200 | 455 |  | install 3 WiMAX antennas @ 155' and 4 microwave dishes @ 200'
| Brookfield | Carmen Hill Road | AT&T | Cumulus Broadcasting | guyed-lattice | 165 | 455 |  | install 9 antennas | 12x20
| Brookfield | Carmen Hill Road | Sprint | Aurora of Danbury | guyed-lattice | 256 | 455 |  | replace 3 iDEN antennas with 1 new iDEN antenna; replace 1 CDMA antenna with 1 dual-band antenna
| Brookfield | Carmen Hill Road | T-Mobile | Town Square Media Group | guyed-lattice | 280 | 455 |  | install 3 LTE antennas, relocate 3 antennas to new pipe mounts, 3 RRUs
| Brookfield | Carmen Hill Road | T-Mobile | Town Square Media Group | guyed-lattice | 280 | 455 |  | replace 3 antennas with 3 1900/2100 MHz antennas
| Brookfield | Carmen Hill Road | T-Mobile | Town Square Media Group | guyed-lattice | 280 | 455 |  | replace 3 antennas w 3 x 1900/2100 MHz
| Brookfield | Carmen Hill Road | Sprint | Vertical Bridge Holding | guyed-lattice | 257 | 455 |  | remove 1 antenna & install 3 x 850/1900 MHz & 3x2500MHz antennas, add 4 rru's
| Brookfield | Carmen Hill Road | T-Mobile | Vertical Bridge Holding | guyed-lattice | 280 | 455 |  | relocate 6 antennas & install 3 x 2500 MHz antennas & 3 x 1900/2100 MHz antennas; add 3 rru's
| Brookfield | Carmen Hill Road | AT&T | Vertical Bridge Holding | guyed-lattice | 165 | 455 |  | install 3 x 700/850/1900 MHz & 3 x 700/2100 MHz antennas; add 9 rru's | 6'8"x9'8"x6'8" WIC on 8'8" conc pad |  | diesel generator | 20-kilowatt- 92 gallon b/t | no
| Brookfield | Carmen Hill Road | Crown Media | Crown Media | self-support lattice |  | 80 | 705 |  |  | Transfer of Certificate from Housatonic
| Brookfield | Carmen Hill Road | Charter Comm/BAM | Charter Comm. | self-support lattice | 74 | 80 | 730 | 4-panel antennas (160o,320o) | 21' x 30' | Install 4 panel (2-70 ft, 2-78 ft) antennas and remove a dish at the 80 ft level.
| Brookfield | Carmen Hill Road | Charter Comm/AT&T | Charter Comm. | self-support lattice | 78 | 80 | 730 | 3-4' panel antennas (20o) |  | Install 3 panel antennas and share building
| Brookfield | Carmen Hill Road | Charter Comm. | Charter Comm. | self-support lattice |  | 80 | 730 |  | 12' x 15' | Install equipment building(12' x 15')
| Brookfield | Carmen Hill Road | AT&T | Charter Communications | self-support lattice | 78 | 80 |  | one GSM panel |  | Replacement of one panel antenna
| Brookfield | Carmen Hill Road | AT&T | Charter Communications | self-support lattice |  | 80 |  | add GPS antenna for E911
| Brookfield | Carmen Hill Road | Verizon | Charter Communications | self-support lattice | 79.00, 71.00 | 80 |  | remove existing antennas, install 3 PCS antennas @ 79' and 2 cellular antennas @ 71' |  | retain existing equipment shelter
| Brookfield | Carmen Hill Road | Verizon | Charter Communications | self-support lattice | 70 | 80 |  | replace 3 antennas
| Brookfield | Carmen Hill Road | Verizon | Charter Communications | self-support lattice | 71, 79 | 80 |  | replace 3 antennas @ 79' with 3 new PCS antennas; replace 5 antennas @ 71' with 3 new cellular and 3 new LTE antennas
| Brookfield | Carmen Hill Road | Verizon | North Atlantic Towers | self-support lattice |  | 80 |  |  |  | replace 500 gallon propane tank with 1,000 tank | propane generator
| Brookfield | Carmen Hill Road | Verizon | North Atlantic Towers | self-support lattice | 79 | 80 |  | replace 3 existing antennas with 3 new 1900 MHz CDMA antennas and add 3 new 2100 MHz LTE antennas
| Brookfield | Carmen Hill Road | Verizon | American Tower | self-support lattice | 71, 79 | 80 |  | remove 6 antennas at 71' level and 3 antennas at 79' level; add 6 700/850/1900/2100 MHz antennas on side-by-side mounts at 79'; add 6 RRHs
| Brookfield | Carmen Hill Road | Verizon | American Tower | self-support lattice | 79 | 80 |  | remove 6 RRUs; replace 6 RRUs
Petition No. 494 | Brookfield | Federal Road | Cingular | CL&P | utility pole | 97 | 91 |  | 3 panel antennas on power mount extension | 11x20
Petition No. 580 | Brookfield | Federal Road | Sprint | CL&P | utility pole | 111 | 91 |  | replace 10' pole mount with 23' pole mount and add 3 panel antennas |  | equipment cabinets on 10x20 concrete pad
| Brookfield | Federal Road | Cingular | CL&P | utility pole | 96.8 | 90.8 |  | upgrade for GSM capability
| Brookfield | Federal Road | New Cingular | CL&P | utility pole | 96 | 91 |  | replace 9 existing antennas; replace with 6 dual band antennas | 11x19
| Brookfield | Federal Road | AT&T | CL&P | utility pole | 97 | 91 |  | add 3 antennas and 3 TMAs to 3 existing antennas and 6 TMAs
| Brookfield | Federal Road | Sprint | CL&P | utility pole | 110 | 91 |  | replace 3 CDMA antennas with 3 dual-band antennas |  | 4G/LTE upgrade
| Brookfield | Federal Road | AT&T | Eversource | utility pole | 97 | 91 |  | replace 3 ant w/ 3 700/1900 MHz antennas
| Brookfield | Federal Road | Sprint | CL&P | utility pole | 110 | 91 |  | install underground conduit and fiber
| Brookfield | Federal Road | Sprint | CL&P | utility pole | 110 | 91 |  | replace 3 antennas w 3 x 800/1900/2500 MHz antennas; add 3 RRU's
Petition No. 493 | Brookfield | Park Ridge Road | VoiceStream | CL&P | utility pole | 125'8"; 132'4" | 115 |  | 6-EMS dual-pol antennas on 2 platforms | 2 cabinets
| Brookfield | Park Ridge Road | T-Mobile | CL&P | utility pole | 125;132 | 100 |  | E911 upgrade
| Brookfield | Park Ridge Road | T-Mobile | CL&P | utility pole | 125;132 | 100 |  | remove existing antennas and TMAs and replace with 3 antennas and 3 TMAs at each height
| Brookfield | Park Ridge Road | T-Mobile | Eversource | utility pole | 122 | 115 |  | replace 3 antennas w/ 3 700 MHz; add 3 RRHs
| Brooklyn | Grant Hill Road | AT&T | SprintSites | monopole | 127 | 150 |  | 6 Allgon 7250.03 panel antennas |  | equipment cabinets on concrete pad: also on tower Sprint @ 147' and VoiceStream @ 137'
| Brooklyn | Grant Hill Road | T-Mobile | SprintSites | monopole | 137 | 150 |  | add 9 EMS RR90-17-02DP panel antennas |  | 3 Nortel S8000 BTS equipment cabinets
| Brooklyn | Grant Hill Road | AT&T | SprintSites | monopole | 127 | 150 |  | add 3 panel antennas to receive E-911 signals
| Brooklyn | Grant Hill Road | Verizon | Global Signal | monopole | 117 | 150 |  | 12 panel antennas | 12x30
| Brooklyn | Grant Hill Road | Cingular | Global Signal | monopole | 127 | 150 |  | remove 6 existing antennas; replace with 6 new antennas, 6 TMAs, 6 diplexers
| Brooklyn | Grant Hill Road | Cingular | Global Signal | monopole |  | 150 |  |  |  | extend equipment pad, change equipment cabinets
| Brooklyn | Grant Hill Road | Verizon | Crown Castle | monopole | 117 | 150 |  | replace 12 existing antennas with 6 cellular, 3 PCS, and 3 LTE antennas
| Brooklyn | Grant Hill Road | Sprint | Crown Castle | monopole |  | 150 |  |  |  | install 1 RRH cabinet and 1 fiber junction box
| Brooklyn | Grant Hill Road | AT&T | Crown Castle | monopole | 129 | 150 |  | add 3 multi-band antennas to 6 GSM/UMTS antennas |  | 4G/LTE upgrade
| Brooklyn | Grant Hill Road | CL&P | Crown Castle | monopole | 90 | 150 |  | install 1 20-ft omni antenna | 10x12 | propane backup generator | propane generator
| Brooklyn | Grant Hill Road | T-Mobile | Crown Castle | monopole | 138 | 150 |  | install 3 LTE antennas
| Brooklyn | Grant Hill Road | Sprint | Crown Castle | monopole | 150 | 150 |  | replace 6 antennas w 3 x 850/1900MHz and 3 x 2500MHz antennas; add 12 rru's
| Brooklyn | Tatnic Hill Road | Verizon | SBA Towers | monopole | 178 | 175 |  | 12 panel antennae | 12x30 | 1 GPS; also on tower Sprint @ 164' and Nextel @ 153'
| Brooklyn | Tatnic Hill Road | T-Mobile | SBA Towers | monopole | 140 | 175 |  | add 9 EMS RR90-17-02DP panel antennas | pads | three Nortel S12000 equipment cabinets
| Brooklyn | Tatnic Hill Road | Verizon | SBA Towers | monopole | 176 | 175 |  | replace 12 existing antennas with 6 new cellular, 3 new PCS, and 3 new LTE antennas
| Brooklyn | Tatnic Hill Road | Sprint | SBA Towers | monopole | n/a | 175 |  | install 1 fiber distribution box; install 3 RRHs on ground; replace 2 equipment cabinets |  | 4G/LTE upgrade
| Brooklyn | Tatnic Hill Road | Verizon | SBA Towers | monopole | 175 | 175 |  | replace 6 of 12 existing antennas with 3 new 800 MHz antennas and 3 new 2100 MHz antennas
| Brooklyn | Tatnic Hill Road | T-Mobile | SBA | monopole | 140 | 175 |  | remove 3 antennas, install 3 700 and 3 1900/2100 MHz antennas |  |  | BBU
| Brooklyn | Tatnic Hill Road | Verizon | SBA | monopole | 175 | 175 |  | replace 6 ant w/ 3 850 MHz, 3 2100 MHz; add 3 RRHs
| Brooklyn | Tatnic Hill Road | Sprint | SBA Towers | monopole | 157 | 175 |  | replace 6 antennas w 3x850/1900 & 3x2500 MHz; 12 RRU
| Brooklyn | Tatnic Hill Road | T-Mobile | SBA Towers | monopole | 140 | 175 |  | replace 3 antennas w 3 x 600/700 MHz antennas; add 3 RRU's
| Brooklyn | Tatnic Hill Road | SNET/SCLP | SNET/SCLP | guyed-lattice | 114 | 80 | 551 | 6-cellular, 1-message alert |  | Add 6-cellular, 1-message alert
| Brooklyn | Tatnic Hill Road | SNET/SCLP | SNET/SCLP | guyed-lattice | 32 & 75 | 104 | 550 | 2 receive 4' antennas |  | install 1-8' parabolic
| Brooklyn | Tatnic Hill Road | SNET/SCLP/Personal Vision | SNET/SCLP | guyed-lattice | 79 | 80 | 551 | 4'and 8' parabolic, 1-rotor antenna |  | Add 4'and 8' parabolic, 1-rotor antenna/ remove 2 micro dishes
| Brooklyn | Tatnic Hill Road | Cingular | SNET/SCLP | guyed-lattice | 80 | 80 | 551 | replace existing with 9 CSS DUO1417-8686-4-0, 6 tower mount amplifiers, 3 diplexers
| Brooklyn | Tatnic Hill Road | Cingular | SNET/SCLP | guyed-lattice | 82 | 80 | 551 | remove 9 existing antennas, 6 TMAs, 3 diplexers; replace with 6 new antennas, 6 TMAs, 6 diplexers |  | UMTS upgrade
| Brooklyn | Tatnic Hill Road | AT&T | SNET/SCLP | guyed-lattice | 82 | 80 | 551 | add 3 LTE antennas to 6 existing GSM/UMTS antennas |  | 4G/upgrade
| Brooklyn | Tatnic Hill Road | AT&T | New Cingular | guyed-lattice | 83 | 80 | 551 | replace 3 antennas; relocate 3 antennas; add 3 RRHs on tower
Docket No. 264 | Brooklyn | Brown Road | AT&T | Tower Ventures | monopole | 147 | 150 | 303 | up to 12 panel antennas | pad
Docket No. 264 | Brooklyn | Brown Road | T-Mobile | Tower Ventures | monopole | 137 | 150 | 303 | up to 12 panel antennas | pad
| Brooklyn | Brown Road | Verizon | National Grid | monopole | 127 | 150 | 303 | 12 panel antennas | 12x30
| Brooklyn | Brown Road |  | SBA Towers | monopole |  | 150 | 303 |  |  | transfer Certificate from Tower Ventures/National Grid/Lightower
| Brooklyn | Brown Road | Verizon | SBA Towers | monopole | 127 | 150 | 303 | replace 6 of 12 existing antennas with 3 PCS and 3 LTE antennas
| Brooklyn | Brown Road | Verizon | SBA Towers | monopole | 127 | 150 | 303 | replace 6 of 12 existing antennas with 3 new 800 MHz antennas and 3 new 2100 MHz antennas
| Brooklyn | Brown Road | T-Mobile | SBA | monopole | 137.5 | 150 | 303 | install 3 700 MHz antennas |  |  | BBU
| Brooklyn | Brown Road | Verizon | SBA | monopole | 127 | 150 | 303 | replace 12 antennas with 6 850, 3 1900, and 3 700/2100 MHz antennas
| Brooklyn | Tiffany Street | Nextel | Mark Yellin | water tank | 133 | 130 |  | remove 3 whip antennas and install 12 panel antennas
| Brooklyn | Tiffany Street | Cingular | Mark Yellin | water tank | 131 | 130 |  | remove 9 existing antennas; replace with 6 antennas, 6 TMAs, and 6 diplexers |  | UMTS upgrade
| Brooklyn | Tiffany Street | AT&T | Mark Yellin | water tank | 130 | 130 |  | add 3 multi-band antennas to 6 existing GSM/UMTS antennas |  | 4G/LTE upgrade
| Brooklyn | Tiffany Street | T-Mobile | DMP Palmer Assoc. | water tank | 130 | 144 |  | install 3 LTE antennas
Docket No. 157 | Brooklyn | Valentine Road | DPS | DPS | self-support lattice | 180 | 180 | 532 | 12 antennas | 18x41 | 1-6' dish, 2-13' whips, 2-14' whips, 1-23' dipole, 1-7' mono
| Brooklyn | Valentine Road | Omni | DPS | self-support lattice | 157 | 180 | 532 | 3-4' panels
| Brooklyn | Valentine Road | Quinn. Valley Emerg. Comm | DPS | self-support lattice | 120 | 180 | 532 | 1-4 dipole antenna
| Brooklyn | Valentine Road | T-Mobile | DPS | self-support lattice | 157 | 180 |  | E911 upgrade
Docket No. 53 | Brooklyn | Wolf Den Road | Tele-Media | Tele-Media | guyed-lattice | 145 | 150 | 525 | 1-10' parabolic antenna | 9x9
Docket No. 268 | Burlington | Nepaug Road | AT&T | AT&T | monopole | 120 | 120 | 833 | 3 panel antennas | pad
Docket No. 268 | Burlington | Nepaug Road | Sprint | AT&T | monopole | 110 | 120 | 833 | 12 panel antennas | pad
| Burlington | Nepaug Road | New Cingular | New Cingular | monopole | 120 | 120 | 833 | up to 12 panel antennas | 12x20 | transfer of certificate and revise D&M plan
| Burlington | Nepaug Road | Verizon | New Cingular | monopole | 99 | 120 | 833 | 12 panel antennas | 12x30
| Burlington | Nepaug Road | Verizon | New Cingular | monopole | 99 | 120 | 833 | replace 2 PCS antennas with 2 new PCS antennas | 12x30
| Burlington | Nepaug Road | Pocket (now MetroPCS) | New Cingular | monopole | 88 | 120 | 833 | flush mount 3 antennas
| Burlington | Nepaug Road | Verizon | New Cingular/AT&T | monopole | 99 | 120 | 833 | replace 12 antennas with 6 cellular, 3 PCS, and 3 LTE antennas
| Burlington | Nepaug Road | AT&T | New Cingular/AT&T | monopole | 119 | 120 | 833 | add 3 multi-band antennas to 6 existing GSM/UMTS antennas |  | 4G/LTE upgrade
| Burlington | Nepaug Road | AT&T | New Cingular/AT&T | monopole |  | 120 | 833 |  |  | install 50 kW diesel generator for backup power | diesel generator
| Burlington | Nepaug Road | MetroPCS/T-Mobile | Crown Castle | monopole | 90 | 120 | 833 | replace 3 existing antennas with 6 dual-band antennas
| Burlington | Nepaug Road | T-Mobile | Crown Castle | monopole | 90 | 120 | 833 | install 3 700 MHz ant; add 3 RRUs
| Burlington | Nepaug Road | Sprint | Crown Castle | monopole | 110 | 120 | 833 | replace 6 ant w/ 3 800/1900 MHz ant, add 3 RRHs, 3 diplexers
| Burlington | Nepaug Road | Verizon | Crown Castle | monopole | 99 | 120 | 833 | replace 6 antennas w/ 3 1900/2100 MHz and 3 700/850 MHz antennas; add 9 RRHs
| Burlington | Nepaug Road | Sprint | Americann Tower | monopole | 110 | 120 | 833 | remove 6 antennas and install 3 x 850/1900/2500 MHz antennas and also install 12 RRHs
| Burlington | Nepaug Road | AT&T |  | monopole | 119 | 120 | 833 | replace 6 antennas w 3x700/1900 MHz antennas & 3 x 700/850/2100 MHz antennas; replace 3 RRU's
| Burlington | George Washington Turnpike | BAM | Burlington Fire Dept. | self-support lattice | 120 | 140 | 780 | 6-Swedcom/6 Direct ALP-E9011 | 12x40 | town antennas @ 140'
| Burlington | George Washington Turnpike | Verizon | Burlington Fire Dept. | self-support lattice | 119 | 140 | 780 | replace 2 cellular antennas with 2 PCS antennas
| Burlington | George Washington Turnpike | New Cingular | Burlington Fire Dept. | monopole | 170 | 180 | 780 | up to 6 Powerwave 7770.0 dual band panel antennas | 12x20 | town replacing 140' ssl tower with 180' monopole tower; town antennas on at 188' CL; Verizon on at 160'
| Burlington | George Washington Turnpike | New Cingular | Burlington Fire Dept. | monopole | 170 | 180 | 780.3 |  |  | move tower 130' to northeast due to well location
| Burlington | George Washington Turnpike | Pocket (now MetroPCS) | Town of Burlington | monopole | 175 | 180 | 780.3 | flush mount 3 antennas
| Burlington | George Washington Turnpike | Verizon | Town of Burlington | monopole | 160 | 180 | 780.3 | replace 12 existing antennas with 6 cellular, 3 PCS, and 3 LTE antennas
| Burlington | George Washington Turnpike | Verizon | Town of Burlington | monopole | 160 | 180 | 780.3 | replace 12 existing antennas with 6 cellular, 3 PCS, and 3 LTE antennas
| Burlington | George Washington Turnpike | AT&T | Town of Burlington | monopole | 170 | 180 | 780.3 | add 3 mulit-band antennas for LTE to 6 GSM/UMTS antennas
| Burlington | George Washington Turnpike | AT&T | Town of Burlington | monopole |  | 180 | 780.3 |  |  | install 50 kW diesel generator for backup power | diesel generator
| Burlington | George Washington Turnpike | MetroPCS/T-Mobile | Town of Burlington | monopole | 175 | 180 | 780.3 | replace 3 existing antennas with 6 new antennas for LTE upgrade
| Burlington | George Washington Turnpike | MetroPCS/T-Mobile | Town of Burlington | monopole | 175 | 180 | 780 | replace 3 antennas w/ 3 UMTS antennas & add 3 LTE antennas
| Burlington | George Washington Turnpike | T-Mobile | Burlington Fire Dept. | monopole | 180 | 180 | 780 | install 3 700 MHz ant
| Burlington | George Washington Turnpike | Verizon | Burlington Fire Dept. | monopole | 160 | 180 | 780 | replace 6 ant w/ 3 700 MHz & 3 2100 MHz antennas; add 9 RRHs
| Burlington | George Washington Turnpike | Verizon | Burlington Fire Dept. | monopole | 160 | 180 | 780 | replace 6 antennas w 3x700/850 & 3x2100MHz antennas; add 9 rru's
| Burlington | George Washington Turnpike | T-Mobile | Burlington Fire Dept. | monopole | 180 | 180 | 780 | replace 6 antennas with 3 x 1900/2100 MHz & 3x600/700 MHz antennas; add 3 rru's
| Burlington | Monce Road | AT&T | Burlington Fire Dept. | monopole | 110 | 120 | 292 | 12 panel antennas | 11.5x16 | AT&T building tower for Fire Department | diesel generator
| Burlington | Monce Road | T-Mobile | Burlington Fire Dept. | monopole | 100 | 120 | 292 | install 3 700 MHz, 3 1900/2100 MHz, 3 2100 MHz ant; add 6 RRHs | 2 cabinets | tower share.
| Burlington | Monce Road | T-Mobile | Homeland Towers | monopole | 100 | 120 | 292 | install 1 dish antenna
Docket No. 360 | Canaan (Falls Village) | Route South | Verizon | Verizon | monopoleonopine | 150 | 150 | 655 | install 6 PCS antennas and 6 cellular antennas | 12x30
| Canaan (Falls Village) | Route South | AT&T | Verizon | monopoleonopine | 140 | 150 | 655 | install 9 antennas | 12x16 |  | diesel generator
| Canaan (Falls Village) | Route South | Verizon | American Tower | monopoleonopine | 150 | 150 | 655 | replace 12 ant w/ 6 700 MHz & 6 2100 MHz; replace 6 RRHs
| Canaan (Falls Village) | Route South | Verizon | American Tower | monopoleonopine | 150 | 150 | 655 | replace 6 antenna w 3 x 700/1900 MHz & 3 x 700/850/2100 MHz antennas; replace 3 rru's
Docket No. 477 | Canterbury | Cemetery Road | Verizon | Verizon | monopole | 157 | 160 | 490 | install 9 antennas and 9 RRHs | cabinet |  | battery & diesel generator | 20-kW
| Canterbury | Westminster Road | Verizon | Sprint | monopole | 170 | 180 |  | 12 panel antennas | 12x30
| Canterbury | Westminster Road | AT&T | Sprint | monopole | 160 | 180 |  | 6 Allgon 7250.03 panel antennas |  | equipment cabinets on concrete pad
| Canterbury | Westminster Road | Cingular | Sprint | monopole | 161 | 180 |  | remove 3 existing antennas; replace with 6 new antennas, 6 TMAs, 6 diplexers |  | UMTS upgrade
| Canterbury | Westminster Road | Verizon | Sprint | monopole | 170 | 180 |  | install 12 panel antennas (antennas apvd on 11/7/01 never installed) | 12x30
| Canterbury | Westminster Road | Sprint | Crown Castle | monopole |  | 180 |  |  |  | install 1 RRH cabinet and 1 fiber junction box
| Canterbury | Westminster Road | AT&T | Crown Castle | monopole | 161 | 180 |  | add 3 multi-band antennas to 6 GSM/UMTS antennas |  | 4G/LTE upgrade
| Canterbury | Westminster Road | Verizon | Crown Castle | monopole | 170 | 180 |  | install 3 cellular, 3 PCS, 3 AWS, and 3 LTE antennas
| Canterbury | Westminster Road | Verizon | Crown Castle | monopole | 170 | 180 |  | replace 6 ant w/ 3 700/1900 MHz, 3 2100 MHz ant; replace 6 RRHs, add 3 RRHs
| Canterbury | Westminster Road | Sprint | Crown Castle | monopole | 180 | 180 |  | replace 6 antennas w 3x850/1900MHz & 3 x2500MHz antennas; add 9 rru's
Docket No. 437 | Canterbury | Colburn Road | Tele-Media | Tele-Media | guyed-lattice | 105 | 110 | 585 | 1-10' parabolic antenna | 9'x9'
| Canterbury | Colburn Road | Crown Media | Crown Media | guyed-lattice |  | 110 | 590 |  |  | Transfer of Certificate from Tele-Media
Petition No. 1315 | Canterbury | Colburn Road | Verizon | John Piela | guyed-lattice | 105 | 110 | 50 | install 9 antennas and 6 RRHs | 9'x16' | compound expansion; new access road | 20kW diesel generator
| Canton | Dyer Avenue | T-Mobile | Crown Castle | monopole | 65 | 68 |  | replace 2 existing GSM antennas with 6 cluster-mounted multi-band antennas |  | tower designed as a flagpole
| Canton | Canton Springs Road | Nextel | Verizon | monopole | 110 | 140 | 341 | 12-panels, DB844H90 | 10x20
| Canton | Canton Springs Road | BAM | Verizon | monopole | 120 | 140 | 341 | 8-panels, Swedcom ALP 11011 |  | Share existing Equip. Bldg.
| Canton | Canton Springs Road | SCLP | Verizon | monopole | 130 | 140 | 341 | 12-panels, Swedcom ALP 11011 |  | Share existing Equip. Bldg.
| Canton | Canton Springs Road | Omni | Verizon | monopole | 100 | 140 | 341 | 2 antennas | cabinets | 1-EMS RR65-18-02DP, 1-EMS RR-90-17-02DP
| Canton | Canton Springs Road | AT&T Wireless | Verizon | monopole | 80 | 140 | 341 | 6 Allgon 7250.03 panel antennas |  | 2 new, 2 future equipment cabinets on concrete pad 5x6
| Canton | Canton Springs Road | Sprint | Verizon | monopole | 90 | 140 | 341 | 12 DB980F65 antennas |  | 10x20 concrete pad for equipment
| Canton | Canton Springs Road | SNET/Cingular | Verizon | monopole | 130 | 140 | 341 | replace existing antennas with 9 CSS DUO4-8670, 6 tower mount amplifiers, 1 LMU @ 112'
| Canton | Canton Springs Road | T-Mobile | Verizon | monopole | 100 | 140 | 341 | E911 upgrade
| Canton | Canton Springs Road | T-Mobile | Verizon | monopole | 100 | 140 | 341 | add 4 antennas to 2 existing antennas |  | add 2 Nortel S8000 cabinets
| Canton | Canton Springs Road | Verizon | Verizon | monopole | 120 | 140 | 341 | replace 12 existing cellular antennas with 8 PCS and 4 cell antennas
| Canton | Canton Springs Road | Cingular/AT&T | Verizon | monopole | 80 | 140 | 341 | decommission AT&T antennas
| Canton | Canton Springs Road | Cingular/AT&T | Verizon | monopole | 132 | 140 | 341 | remove 3 existing antennas, install 3 new ones |  | install 3 diplexers
| Canton | Canton Springs Road | Verizon | Verizon | monopole | 120 | 140 | 341 | replace 4 cellular and 2 PCS antennas with 6 cellular antennas
| Canton | Canton Springs Road | Pocket (now MetroPCS) | Verizon | monopole | 83 | 140 | 341 | flush mount 3 antennas
| Canton | Canton Springs Road | Verizon | Verizon | monopole | 120 | 140 | 341 | replace 6 of 12 existing antennas with 3 PCS and 3 LTE antennas
| Canton | Canton Springs Road | AT&T | Verizon | monopole | 130 | 140 | 341 | replace 6 of 9 dual-band antennas with 6 multi-band antennas
| Canton | Canton Springs Road | Sprint | Verizon | monopole | 90 | 140 | 341 | replace 6 CDMA antennas with 3 dual-band antennas |  | 4G/LTE upgrade
| Canton | Canton Springs Road | Verizon | Verizon | monopole | 120 | 140 | 341 | replace 6 of 12 existing antennas with 3 new PCS and 3 new AWS antennas
| Canton | Canton Springs Road | AT&T | Verizon | monopole | 130 | 140 | 341 | retain 3 of 9 existing antennas and add 9 new LTE antennas
| Canton | Canton Springs Road | AT&T | American Tower Corporation | monopole | 130 | 140 | 341 | replace 4 antennas with 4 850/2300 MHz antennas
| Canton | Canton Springs Road | T-Mobile | American Tower Corporation | monopole | 100 | 140 | 341 | replace 4 antennas with 2 700MHZ, 2 1900/2100, remove 4 TMAs and install 2 new TMAs
| Canton | Canton Springs Road | Verizon | ATC Sequoia LLC | monopole | 120 | 140 | 341 | replace 6 ant w/ 3 1900 MHz and 3 2100 MHz; install 9 RRHs
| Canton | Canton Springs Road | Verizon | ATC Sequoia LLC | monopole | 120 | 140 | 341 | replace 9 RRHs w/ 6 RRHs
| Canton | Canton Springs Road | Sprint | American Tower | monopole | 90 | 140 | 341 | replace 1 850/1900 MHz antenna; install 3 850/2500 MHz antennas; add 6 RRHs
| Canton | Canton Springs Road | American Tower Corporation | American Tower Corporation | [6 empty] | generator installation on 6' x 8' concrete pad; ATS and circuit breaker on proposed H- Frame | diesel generator | 50-kilowatt | yes
| Canton | Canton Springs Road | T-Mobile | ATC Sequoia LLC | monopole | 100 | 140 | 341 | install 1 x 1900/2100 MHz & 1 x 700 MHz antennas;
| Canton | Canton Springs Road | AT&T | American Tower Corporation | monopole | 130 | 140 | 341 | replace 3 antennas w 3 1900 Mhz antennas & install 3 x 700/850/2100/850 MHz antennas
| Canton | Canton Springs Road | AT&T | American Tower Corporation | monopole | 130 | 140 | 341 | replace 3 antennas w 3 x 700/850/1900/2100 MHz; replace 6 rru's
| Canton | Canton Springs Road | Verizon | ATC Sequoia LLC | monopole | 120 | 140 | 341 | relocate 6 antennas & remove 3 antennas ; replace 6 rrus
Docket No. 62 | Canton | East Hill Road | SNET Cellular | SNET Cellular | monopole | 150 | 150 | 786 | 4-13' whips | 21x21
| Canton | East Hill Road | SNET/SCLP | SNET/SCLP | monopole | 161.81 | 150 | 786 | 1-message alert antenna |  | Add 1 message alert antenna
| Canton | East Hill Road | SNET/SCLP | SNET/SCLP | monopole | [5 empty] | Transfer of Certificate from SNET to Springwich Cellular Limited partnership
| Canton | East Hill Road | SNET/SCLP | SNET/SCLP | monopole | 161.81 | 150 | 786 | 4-Panel antennas |  | Increase channels, change antenna type from 13' to 4' direct
| Canton | East Hill Road | SNET/SCLP/DPS | SNET/SCLP | monopole | 117 | 150 | 786 | 1-15' police antenna |  | Add a 15' police antenna and small building/ no official ex mod due to SCLP Omission
| Canton | East Hill Road | SNET/Cingular | SNET/SCLP | monopole | 154 | 150 | 786 | replace existing antennas with 9 DUO4-8670, 6 tower mount amplifiers, 1 LMU @ 38.75
| Canton | East Hill Road | Pocket (now MetroPCS) | SNET/SCLP | monopole | 144 | 150 | 786 | flush mount 3 antennas
| Canton | East Hill Road | T-Mobile | SNET/SCLP | monopole | 135 | 150 | 786 | install 9 antennas and 6 TMAs
| Canton | East Hill Road | Cingular | SNET/SCLP | monopole | 150 | 150 | 786 | replace 9 existing antennas, 6 TMAs, and 3 diplexers with 6 new antennas, 6 TMAs, 6 diplexers |  | UMTS upgrade
| Canton | East Hill Road | T-Mobile | SNET/SCLP | monopole | 134 | 150 | 786 | install 3 antennas |  | reacknowledgment of previous approval issued 11/12/08
| Canton | East Hill Road | AT&T | American Tower | monopole | 150 | 150 | 786 | add 3 multi-band antennas for LTE to 6 GSM/UMTS antennas
| Canton | East Hill Road | AT&T | American Tower | monopole | 150 | 150 | 786 | replace 3 ant w/ new and replace 3 RRHs with new
| Canton | East Hill Road | T-Mobile | American Tower | monopole | 141 | 150 | 786 | remove equip.; install new platform; 9 700/2100 MHz ant
| Canton | Cherry Brook Road | Verizon | SBA | monopole | 150 | 150 |  | 12 Swedcom ALp09011 antennae | 12x30 | Sprint also on tower @ 180'
| Canton | Cherry Brook Road | AT&T Wireless | SBA | monopole | 140 | 150 |  | 6 Allgon 7250 panel antennas |  | 2 new, 2 future equipment cabinets on concrete pad 7x10
| Canton | Cherry Brook Road | Verizon | SBA | monopole | 150 | 150 |  | install 12 panel antennas | 12x30 | propane-fueled generator for back up power | propane generator
| Canton | Cherry Brook Road | Pocket (now MetroPCS) | SBA | monopole | 120 | 150 |  | flush mount 3 antennas
| Canton | Cherry Brook Road | Cingular | SBA | monopole | 140 | 150 |  | replace 6 existing antennas with 6 new antennas, 6 TMAs, 6 diplexers |  | UMTS upgrade
| Canton | Cherry Brook Road | Verizon | SBA | monopole | 150 | 150 |  | replace 6 of 12 existing antennas with 3 PCS and 3 LTE antennas
| Canton | Cherry Brook Road | AT&T | SBA | monopole | 138 | 150 |  | add 3 multi-band antennas to 6 existing GSM/UMTS antennas |  | 4G/LTE upgrade
| Canton | Cherry Brook Road | T-Mobile | SBA | monopole | 129 | 150 |  | replace 3 flush-mounted MetroPCS antennas with 6 4G antennas on T-arm mounts
Docket No. 204 | Canton | Albany Turnpike | Verizon | Crown Atlantic | monopole |  | 110 |  |  |  | Waiting for D&M plan
| Canton | Albany Turnpike | Verizon | Cellco | monopole |  | 110 |  |  |  | Transfer of Certificate
Petition No. 648 | Canton | Albany Turnpike | Verizon | Cellco | monopole |  | 120 |  |  |  | petition to raise height of approved tower 10 feet to accommodate PCS antennas
| Canton | Albany Turnpike | Cingular | Cellco | monopole | 110 | 120 |  | 6 Kathrein AP14/17 panel antennas | 12x20 | also 12 TTAs behind antennas
| Canton | Albany Turnpike | Verizon | Cellco | monopole | 120 | 120 |  | replace 6 cellular with 6 PCS antennas
| Canton | Albany Turnpike | T-Mobile | Cellco | monopole | 100 | 120 |  | install 9 antennas and 6 TMAs
| Canton | Albany Turnpike | Pocket (now MetroPCS) | Cellco | monopole | 90 | 120 |  | flush mount 3 antennas
| Canton | Albany Turnpike | AT&T (Cingular) | Cellco | monopole | 110 | 120 |  | replace 6 existing antennas with 6 new antennas; replace 6 TMAs with 6 new TMAs
| Canton | Albany Turnpike | Verizon | Cellco | monopole | 120 | 120 |  | replace 6 of 12 existing antennas with 3 new PCS and 3 new LTE antennas
| Canton | Albany Turnpike | AT&T | Cellco | monopole | 110 | 120 |  | add 3 multi-band antennas to 6 existing GSM/UMTS antennas |  | 4G/LTE upgrade
| Canton | Albany Turnpike | American Tower Corporation | Cellco | [6 empty] | generator installed on 6' x 8' concrete pad; ATS and circuit breaker on proposed H- Frame | diesel generator | 50-kilowatt | yes
| Canton | Albany Turnpike | T-Mobile | Cellco | monopole | 100 | 120 |  | install 3 x 600/700 MHz antennas ; add 3 rru's
| Canton | Powder Mill Road | Verizon | SBA | monopole | 147 | 180 |  | 12 Swedcom ALp09011 antennae | 12x30
| Canton | Powder Mill Road | AT&T | SBA | monopole | 171 | 180 |  | add 6 Allgon 7250.02 antennas |  | 2 cabinets on 6x3 concrete pad
| Canton | Powder Mill Road | Verizon | SBA | monopole | 147 | 180 |  | instead of 12 cellular antennas previously approved, add 6 PCS and 6 cellular antennas
| Canton | Powder Mill Road | Cingular | SBA | monopole | 137 | 180 |  | add up to 12 CSS DUO4-8670 panel antennas | 12x20
| Canton | Powder Mill Road | Cingular/AT&T | SBA | monopole | 171 | 180 |  | decommission AT&T antennas
| Canton | Powder Mill Road | Pocket (now MetroPCS) | SBA | monopole | 167 | 180 |  | flush mount 3 antennas
| Canton | Powder Mill Road | Cingular | SBA | monopole | 137 | 180 |  | remove 9 existing antennas, 6 TMAs, 3 diplexers; replace with 6 new antennas, 6 TMAs, 6 diplexers |  | UMTS upgrade
| Canton | Powder Mill Road | Verizon | SBA | monopole |  | 180 |  |  |  | install propane generator instead of diesel generator | propane generator
| Canton | Powder Mill Road | Sprint | SBA | monopole |  | 180 |  |  |  | install 5 kW fuel cell as emergency backup power source | fuel cell backup
| Canton | Powder Mill Road | Verizon | SBA | monopole | 147 | 180 |  | replace 12 existing antennas with 6 cellular, 3 PCS and 3 LTE antennas
| Canton | Powder Mill Road | Sprint | SBA | monopole |  | 180 |  | install 1 fiber distribution box; install 3 RRHs; replace 2 equipment cabinets |  | 4G/LTE upgrade
| Canton | Powder Mill Road | AT&T | SBA | monopole | 137 | 180 |  | install 1 fiber distribution box; install 3 RRHs; replace 2 equipment cabinets |  | 4G/LTE upgrade
| Canton | Powder Mill Road | T-Mobile | SBA | monopole | 168 | 180 |  | replace 3 flush-mounted MetroPCS 3G antennas with 6 new 4G antennas on T-arm mounts |  | 4G/LTE upgrade
| Canton | Powder Mill Road | Sprint | SBA | monopole | 177 | 180 |  | replace 6 antennas w 3x850/1900MHz antennas & 3x2500MHz antennas
Docket No. 211 | Chaplin | Palmer Road | Sprint | Crown | monopole | 120 | 150 |  |  |  | Waiting for D&M plan
Docket No. 211 | Chaplin | Palmer Road | Verizon | Crown | monopole | 150 | 150 |  |  |  | Waiting for D&M plan
| Chaplin | Palmer Road |  | Cellco | monopole |  | 150 |  |  |  | Transfer of Certificate to Cellco
| Chaplin | Palmer Road | Cingular | Cellco | monopole | 127 | 150 |  | up to 12 CSS DU04-8670 panel antennas | 12x20
| Chaplin | Palmer Road | T-Mobile | Cellco | monopole | 117 | 150 |  | install 9 EMS DR65-19-DPQ panel antennas | pads | install 3 BTS equipment cabinets
| Chaplin | Palmer Road | Cingular | Cellco | monopole | 127 | 150 |  | remove 9 existing antennas, 6 TMAs, and 6 diplexers; install 6 new antennas, 6 TMAs, 6 diplexers |  | UMTS upgrade
| Chaplin | Palmer Road | Verizon | Cellco | monopole | 149 | 150 |  | replace 12 existing antennas with 6 cellular, 3 PCS, and 3 LTE antennas
| Chaplin | Palmer Road | Verizon | Cellco | monopole | 149 | 150 |  | replace 12 existing antennas with 6 cellular, 3 PCS, and 3 LTE antennas
| Chaplin | Palmer Road | AT&T | Cellco | monopole | 128 | 150 |  | add 3 multi-band antennas to 6 GSM/UMTS antennas |  | 4G/LTE upgrade
| Chaplin | Palmer Road | T-Mobile | Cellco | monopole | 116 | 150 |  | install 3 LTE antennas & 3 RRUs |  | 6 new cables added, and 3 RRUs mounted to an H-frame at ground.
| Chaplin | Palmer Road | Verizon | American Tower Corporation | monopole | 146 | 150 |  | replace 6 antennas w/ 3 850 MHz, 3 700 MHz and add 3 2100 MHz antennas; add 9 RRHs
| Chaplin | Palmer Road | Sprint | American Tower Corporation | monopole | 137 | 150 |  | replace 6 antennas w 3x 850/1900 MHz & 3 x 2500MHz antennas; add 9 rru's
| Chaplin | Palmer Road | American Tower Corporation | Cellco | [6 empty] | generator installed on 6' x 8' concrete pad; ATS and circuit breaker on proposed H- Frame | diesel generator | 50-kilowatt | yes
| Chaplin | Palmer Road | AT&T | Cellco | monopole | 128 | 150 |  | relocate 3 antennas & replace 6 antennas w 3x700/2100 MHz &3x700/850/1900/5G 850 MHz antennas; add 6 rrus | upgrade g.l equipment | replace anenna mount
| Chaplin | Davis Road | Verizon | SBA | monopole | 155 | 175 |  | install 12 antennas - 6 PCS, 6 cellular | 12x30 | Nextel on tower @ 173', Sprint on tower @ 165'
| Chaplin | Davis Road | Sprint | SBA | monopole |  | 175 |  | install 1 fiber distribution box; install 3 RRHs; replace 2 equipment cabinets |  | 4G/LTE upgrade
| Chaplin | Davis Road | Verizon | SBA | monopole | 155 | 175 |  | replace 10 of 12 antennas with 4 cellular, 3 PCS, and 3 LTE antenans
| Chaplin | Davis Road | Verizon | SBA | monopole | 155 | 175 |  | replace 6 antennas with 3 700 and 3 1900/2100 MHz antennas
| Chaplin | Davis Road | Verizon | SBA | monopole | 155 | 175 |  | replace 6 ant w/ 3 700/1900 MHz, 3 2100 MHz ant; add 9 RRHs
| Chaplin | Davis Road | Sprint | SBA | monopole | 165 | 175 |  | replace 3 antennas w 3x3500MHz & install 3x850/1900MHz antennas
Docket No. 199 | Cheshire | Summit Road | Sprint | Crown | monopole | 147 | 170 |  | 12 panel | cabinet | GPS @ 50'; Verizon on tower @170'
| Cheshire | Summit Road | VoiceStream | Crown | monopole | 138 | 170 |  | add 12 RR90-17-02DP panel antennas |  | add Nortel S8000 equipment cabinet to existing equipment shelter
| Cheshire | Summit Road | Nextel | Crown | monopole | 127.5 | 170 |  | add 12 panel antennas | 10x20
| Cheshire | Summit Road | Verizon | Crown | monopole | 168 | 170 |  | replace 6 existing cellular antennas with 6 new PCS antennas
| Cheshire | Summit Road | Verizon | Crown | monopole | 168 | 170 |  | replace 6 existing cellular antennas with 6 new cellular antennas
| Cheshire | Summit Road | Cingular | Crown | monopole | 160 | 170 |  | replace 9 existing antennas with 6 new antennas |  | install 6 tower mount amplifiers
| Cheshire | Summit Road | Pocket (now MetroPCS) | Crown | monopole | 118 | 170 |  | flush mount 3 antennas
| Cheshire | Summit Road | T-Mobile | Crown | monopole | 138 | 170 |  | add 3 new antennas to 3 existing antennas |  | UMTS upgrade
| Cheshire | Summit Road | AT&T | Crown Castle | monopole | 160 | 170 |  | add 3 new LTE antennas to 6 existing antennas
| Cheshire | Summit Road | Verizon | Crown Castle | monopole | 168 | 170 |  | replace 6 of 12 existing antennas with 3 PCS and 3 LTE antennas
| Cheshire | Summit Road | MetroPCS | Crown Castle | monopole |  | 170 |  |  |  | replace radio cabinet as part of LTE upgrade
| Cheshire | Summit Road | Sprint | Crown Castle | monopole | 147.9 | 170 |  | replace 6 CDMA antennas with 3 dual-band antennas |  | 4G/LTE upgrade
| Cheshire | Summit Road | Sprint | Crown Castle | monopole | 147 | 170 |  | install 3 new LTE antennas
| Cheshire | Summit Road | Verizon | Crown Castle | monopole | 167 | 170 |  | add 3 new 2100 MHz antennas to 12 existing antennas
| Cheshire | Summit Road | T-Mobile | Crown Castle | monopole | 138 | 167 |  | install 3 700 MHz antennas |  | remove all @ 120' and 128'
| Cheshire | Summit Road | AT&T | Crown Castle | monopole | 160 | 167 |  | replace 3 ant w/ 3 1900 MHz; add 3 RRHs
| Cheshire | Summit Road | T-Mobile | Crown Castle | monopole | 138 | 167 |  | install 3 1900/2100 MHz antennas
| Cheshire | Summit Road | AT&T | Crown Castle | monopole | nil | nil |  | nil | nil | install 30-kW diesel generator on new 10' x 4' concrete pad | diesel generator | 30-kW | no
| Cheshire | Summit Road | T-Mobile | Crown Castle | monopole | 138 | 167 |  | replace 3 antennas w 3 x 600/700 MHz antennas; add 3 RRU's
Docket No. 451 | Cheshire | Cheshire Street | AT&T | Homeland Towers | monopole | 155 | 170 |  | install 12 panel antennas |  |  | diesel generator
Docket No. 451 | Cheshire | Cheshire Street | Town of Cheshire | Homeland Towers | monopole | 170 | 170 |  | install 2 RF antennas |  |  | diesel generator
| Cheshire | Cheshire Street |  | InSite Towers Development | monopole |  |  |  | transfer of Certificate
Petition No. 1212 | Cheshire | Highland Avenue | var. | American Tower Corporation | silo | var. | 78 |  | Cingular @ 49', MetroPCS @ 57' |  | Council assumed jurisdiction
| Cheshire | Highland Avenue | Verizon | American Tower Corporation | silo | 70 | 78 |  | Install 12 ant and 9 RRHs in silo |  | Sub-petition No. 1133 Verizon EFR subpetition | natural gas generator | 35 kW
| Cheshire | Highland Avenue | AT&T | American Tower Corporation | silo | 54 | 78 |  | replace three ant w/ 3 850/1900 MHz
| Cheshire | Highland Avenue | AT&T | American Tower Corporation | silo | 53 | 78 |  | install 3 x 700/850/2300 MHz antennas; add 3 rru's
| Cheshire | Highland Avenue | Verizon | American Tower Corporation | silo | 70 | 78 |  | remove 3 rrus & replace 6 rrus |  | remove 1 cable on the tower
| Cheshire | Highland Avenue | T-Mobile | Town of Cheshire | monopole | 147.5 | 160 |  | add 9 EMS RR65-18-02DP panel antennas |  | 3 Nortel S8000 cabinets; town antennas @ 167.5'
| Cheshire | Highland Avenue | AT&T | Town of Cheshire | monopole | 137.5 | 160 |  | add 6 panel antennas |  | up to 4 equipment cabinets on concrete pad
| Cheshire | Highland Avenue | Sprint | Town of Cheshire | monopole | 157 | 160 |  | add 12 panel antennas | pad
| Cheshire | Highland Avenue | Cingular | Town of Cheshire | monopole | 127.5 | 160 |  | install up to 12 CSS DUO4-8670 panel antennas | 12x30
| Cheshire | Highland Avenue | Nextel | Town of Cheshire | monopole | 107.5 | 160 |  | install 12 panel antennas | 12x20
| Cheshire | Highland Avenue | Verizon | Town of Cheshire | monopole | 117.5 | 160 |  | install 12 panel antennas | 12x30
| Cheshire | Highland Avenue | Cingular/AT&T | Town of Cheshire | monopole | 137.5 | 160 |  | remove all AT&T antennas and equipment
| Cheshire | Highland Avenue | Cingular | Town of Cheshire | monopole | 127 | 160 |  | remove 9 existing antennas, install 3 new ones |  | install 3 diplexers
| Cheshire | Highland Avenue | Sprint Nextel | Town of Cheshire | monopole | 157.5 | 160 |  | replace 3 existing antenns with 3 WiMAX antennas, 3 new CDMA antennas, and 1 microwave antenna |  | install WiMAX related ground equipment
| Cheshire | Highland Avenue | Pocket (now MetroPCS) | Town of Cheshire | monopole | 137 | 160 |  | flush mount 3 antennas
| Cheshire | Highland Avenue | T-Mobile | Town of Cheshire | monopole | 147.5 | 160 |  | replace 3 existing antennas and 6 TMAs with 3 new antennas and 6 TMAs |  | UMTS upgrade
| Cheshire | Highland Avenue | Verizon | Town of Cheshire | monopole | 117 | 160 |  | replace 4 of 6 existing cellular antennas with 4 new ones; replace 6 existing PCS antennas with 3 new PCS and 3 700 MHz antennas
| Cheshire | Highland Avenue | Sprint | Town of Cheshire | monopole | 158 | 160 |  | replace 6 CDMA antennas with 3 dual-band antennas
| Cheshire | Highland Avenue | AT&T | Town of Cheshire | monopole | 132 | 160 |  | replace 6 of 9 dual-band antennas with 6 multi-band antennas |  | 4G/LTE upgrade
| Cheshire | Highland Avenue | MetroPCS | Town of Cheshire | monopole |  | 160 |  |  |  | replace radio cabinet for LTE upgrade
| Cheshire | Highland Avenue | T-Mobile | Town of Cheshire | monopole | 149 | 160 |  | replace 6 existing antennas with 6 dual-band antennas |  | 4G/LTE upgrade
| Cheshire | Highland Avenue | Verizon | Town of Cheshire/SBA | monopole | 117 | 160 |  | replace 3 of 12 existing antennas with 3 new LTE antennas
| Cheshire | Highland Avenue | Verizon | Town of Cheshire/SBA | monopole | 122.5 | 160 |  | replace 6 of 12 existing antennas with 3 new 800 MHz antennas and 3 new 2100 MHz antennas
| Cheshire | Highland Avenue | Sprint | Town of Cheshire/SBA | monopole | 158 | 160 |  | add 3 new CDMA/LTE antennas to 3 existing ones
| Cheshire | Highland Avenue | AT&T | SBA | monopole | 128 | 160 |  | replace 3 antennas w/ 3 new antennas, relocate 3 and install 9 RRHs
| Cheshire | Highland Avenue | T-Mobile | SBA | monopole | 147 | 160 |  | install 3 700 MHz antennas
| Cheshire | Highland Avenue | Verizon | SBA | monopole | 122.5 | 160 |  | replace 9 antennas with 3 700, 3 1900, and 3 2100 MHz antennas
| Cheshire | Highland Avenue | Sprint | SBA | monopole | 160 | 160 |  | install 3 2500 MHz antennas & 3 RRHs
| Cheshire | Highland Avenue | AT&T | SBA | monopole | 130 | 160 |  | replace 3 antennas w 3 x 700 MHz antennas: add 9 RRU's
| Cheshire | Highland Avenue | AT&T | SBA | [6 empty] | install 30-kW diesel generator on new 10' x 4' concrete pad | diesel generator | 30-kW | no
| Cheshire | West Johnson Avenue | Cingular | CL&P | self-support lattice | 98 | 100 | 138 | install up to 12 CS XDUO 1416-80 panel antennas | 12x20 | other equipment: dual band TTAs, GPS antenna
Petition No. 827 | Cheshire | West Johnson Avenue | Verizon | CL&P | self-support lattice | 140 | 140 | 138 | install 12 panel antennas | 12x30 | add 40' extension to existing 100' tower
| Cheshire | West Johnson Avenue | Pocket (now MetroPCS) | CL&P | self-support lattice | 110 | 140 | 138 | flush mount 3 antennas
| Cheshire | West Johnson Avenue | Verizon | CL&P | self-support lattice | 138 | 140 | 138 | replace 6 existing cellular antennas with 3 new cellular antennas and 3 700 MHz antennas
| Cheshire | West Johnson Avenue | MetroPCS | CL&P | self-support lattice | 120 | 140 | 138 | install 6 antennas (in place of 3 antennas Pocket was to install but never did)
| Cheshire | West Johnson Avenue | AT&T | CL&P | self-support lattice | 98 | 140 | 138 | replace 6 dual-band antennas with 9 multi-band antennas |  | 4G/LTE upgrade
| Cheshire | West Johnson Avenue | Verizon | CL&P | self-support lattice | 140 | 140 | 138 | replace 2 of 12 existing antennas with 2 LTE antennas
| Cheshire | West Johnson Avenue | AT&T | Eversource | self-support lattice | 97 | 140 | 138 | replace 3 ant w/ 3 700/1900 MHz
| Cheshire | Higgins Road | SNET/SCLP | AT&T | self-support lattice | 260 | 269 | 287 | 6-antennas |  | Install 6-antennas
| Cheshire | Higgins Road | BAM | AT&T | self-support lattice | 258 | 269 | 287 | 6-panel |  | Install 6-SRL-410c-4R105
| Cheshire | Higgins Road | Omni | AT&T | self-support lattice | 210 | 269 | 287 | 4-DAPA 58210 panels |  | Cabinet mounted on tower at 20 ft AGL
| Cheshire | Higgins Road | Nextel | AT&T | self-support lattice | 215 | 269 | 287 | 12-ALP 9212 panels |  | 2-GPS at 60 ft AGL, Share underground equip. Shelter
| Cheshire | Higgins Road | VoiceStream | AT&T | self-support lattice (type J) | 211 | 269 | 287 | 8 panel - EMS RR90-17-02 DP | cabinets | Replacement of antennas and cabinets
| Cheshire | Higgins Road | Cingular | AT&T | self-support lattice (type J) | 257;242 | 269 | 287 | replace existing antennas with 6 CSS DUO1417-8686-4-0, 4 tower mount amplifiers
| Cheshire | Higgins Road | T-Mobile | AT&T | self-support lattice (type J) | 211 | 269 | 287 | E911 upgrade
| Cheshire | Higgins Road | AT&T | AT&T | self-support lattice (type J) | 170 | 269 | 287 | add 6 Allgon 7250.03 panel antennas |  | 3 Nokia GSM BTS units, 2 Metrosite BBU
| Cheshire | Higgins Road | Verizon | AT&T | self-support lattice (type J) | 252 | 269 | 287 | replace 6 existing cellular antennas with 6 PCS antennas
| Cheshire | Higgins Road | Cingular/AT&T | AT&T | self-support lattice (type J) | 170 | 269 | 287 | decommission AT&T antennas
| Cheshire | Higgins Road | Verizon | AT&T | self-support lattice (type J) | 252 | 269 | 287 | replace 6 existing cellular antennas with 6 new cellular antennas
| Cheshire | Higgins Road | T-Mobile | AT&T | self-support lattice (type J) | 212 | 269 | 287 | add 2 antennas to 2 existing antennas |  | UMTS upgrade
| Cheshire | Higgins Road | Verizon | AT&T | self-support lattice (type J) | 252 | 269 | 287 | replace 6 of 12 existing antennas with 3 PCS and 3 LTE antennas
| Cheshire | Higgins Road | Sprint | AT&T | self-support lattice (type J) | 225 | 269 | 287 | replace 6 CDMA antennas with 3 dual-band antennas |  | 4G/LTE upgrade
| Cheshire | Higgins Road | AT&T | AT&T | self-support lattice (type J) | 255 | 269 | 287 | replace 4 dual-band antennas with 7 multi-band antennas |  | 4G/LTE upgrade
| Cheshire | Higgins Road | AT&T | AT&T | self-support lattice (type J) | 255 | 269 | 287 | add 1 new antenna to 7 existing antennas
| Cheshire | Higgins Road | AT&T | AT&T | self-support lattice | 255 | 250 | 287 | install 3 RRHs previously approved but never installed
| Cheshire | Higgins Road | Verizon | AT&T | self-support lattice | top | 250 | 287 | replace 8 antennas with 3 700/2100, 2 850, and 3 1900 MHz antennas
| Cheshire | Higgins Road | T-Mobile | AT&T | self-support lattice | 212 | 250 | 287 | replace 4 ant w/ 2 1900/2100 MHz, 2 700/2100 MHz ant
| Cheshire | Higgins Road | AT&T | AT&T | self-support lattice | 255 | 250 | 287 | replace 3 antennas/RRUs with 3 new 700/850/1900/2300 MHz antennas and 3 RRUs
| Cheshire | Higgins Road | AT&T | AT&T | self-support lattice | 255 | 250 | 287 | install 3 x 700/2300 MHz antennas; add 6 RRU's
| Cheshire | Higgins Road | Sprint | AT&T | self-support lattice | 225 | 250 | 287 | replace 6 antennas w 3 x 2500 MHz & 3 x 850/1900 MHz antennas; add 9 rru's
| Cheshire | Higgins Road | Verizon | AT&T | self-support lattice | 250 | 250 | 287 | replace 6 antennas with 3 x 700 Mhz & 3 x 2100 Mhz antennas
| Cheshire | Higgins Road | Verizon | AT&T | self-support lattice | 250 | 250 | 287 | relocate 2 antennas; replace 7 antennas w 3x700/850/1900 MHz & 3x700/850/2100 MHz & 1x850 MHz antennas; replace 3 RRUs & add 3 RRUs
Docket No. 181 | Chester | Wig Hill Road | SCLP | BAM | monopole | 112 | 150 | 359 | 12-51"x8.3" panels | 12x26 | 12 Swedcom ALP 11011N
Docket No. 181 | Chester | Wig Hill Road | BAM | BAM | monopole | 120 | 150 | 359 | 12-43"x6.5" panels | 12x30 | 12 Swedcom ALP E9011-Din
Docket No. 181 | Chester | Wig Hill Road | Nextel | BAM | monopole | 140 | 150 | 359 | 3-14'x3" whips | 10x20 | 3 Omni whips
Docket No. 181 | Chester | Wig Hill Road | Sprint | BAM | monopole | 150 | 150 | 359 | 9-panels, DB 980H90E |  | 3-36"x60" cabinets
| Chester | Wig Hill Road | Omni | BAM | monopole | 108 | 150 | 359 | 6 panels | cabinets
| Chester | Wig Hill Road | AT&T Wireless | BAM | monopole | 100 | 150 | 359 | 6 panel | cabinets
| Chester | Wig Hill Road | SNET/Cingular | Crown | monopole | 130 | 150 | 359 | replace existing antennas with 9 CSS DUO4-8670, 9 tower mount amplifiers, 1 diplexer, 1 LMU
| Chester | Wig Hill Road | T-Mobile | Crown | monopole | 108 | 150 | 359 | E911 upgrade
| Chester | Wig Hill Road | Verizon | Crown | monopole | 140 | 150 | 359 | install whip paging antenna | 12x20 | mount 48" receive-only dish to roof of equipment shelter
| Chester | Wig Hill Road | Verizon | Crown | monopole | 140 | 150 | 359 | replace 6 cellular antennas with 6 PCS antennas
| Chester | Wig Hill Road | Valley Shore Emergency Communications | Crown | monopole | var. | 150 | 359 | install 2 whip antennas @ 148'; 1 dish antenna @ 147'; and 2 whips @ 147' | 10x20
| Chester | Wig Hill Road | Cingular/AT&T | Crown | monopole | 100 | 150 | 359 | remove all AT&T antennas and equipment
| Chester | Wig Hill Road | Pocket (now MetroPCS) | Crown | monopole | 96 | 150 | 359 | flush mount 3 antennas
| Chester | Wig Hill Road | Cingular | Crown | monopole | 132 | 150 | 359 | remove 9 existing antennas; install 6 new antennas, 6 TMAs, 6 diplexers
| Chester | Wig Hill Road | Verizon | Crown | monopole | 140 | 150 | 359 | replace 12 existing antennas with 6 cellular, 3 PCS, and 3 LTE antennas
| Chester | Wig Hill Road | Sprint | Crown Castle | monopole |  | 150 | 359 |  |  | install 1 RRH cabinet and 1 fiber junction box
| Chester | Wig Hill Road | AT&T | Crown Castle | monopole | 132 | 150 | 359 | add 3 multi-band antennas to 6 GSM/UMTS antennas |  | 4G/LTE upgrade
| Chester | Wig Hill Road | Verizon | Crown Castle | monopole | 140 | 150 | 359 | replace 6 of 12 existing antennas with 3 new 1900 MHz antennas and 3 new 2100 MHz antennas
| Chester | Wig Hill Road | T-Mobile | Crown Castle | monopole | 108 | 150 | 359 | replace 6 antennas w/ 3 1900 MHz and 3 700 MHz
| Chester | Wig Hill Road | AT&T | Crown Castle | monopole | 132 | 150 | 359 | install 3 bias tees
| Chester | Wig Hill Road | AT&T | Crown Castle | monopole | 132 | 150 | 359 | replace 3 RRHs w/ new RRHs
| Chester | Wig Hill Road | Verizon | Crown Castle | monopole | 142 | 150 | 359 | replace 6 ant w/ 3 700 MHz & 3 2100 MHz antennas; add 6 RRHs
| Chester | Wig Hill Road | Sprint | Crown Castle | monopole | 150 | 150 | 359 | replace 6 antennas w 3 x 850/1900MHz and 3 x 2500MHz antennas; add 9 rru's
| Chester | Wig Hill Road | verizon | Crown Castle | monopole | 139 | 150 | 359 | replace 6 antennas w 6x 700/850/1900/2100MHz antennas; replace 6 rru's
| Chester | Wig Hill Road | AT&T | Crown Castle | monopole | [6 empty] | diesel generator | 30-kilowatt | no
| Clinton | East Main Street | T-Mobile | Comcast | self-support lattice | 60 | 67 | 25 | replace 3 of 3 existing antennas; add 6 TMAs
| Clinton | East Main Street | Verizon | CTI Towers, Inc | self-support lattice | 50 | 67.5 | 25 | install 3 700, 3 850, 3 1900, and 3 2100 MHz antennas |  |  | 10 kW generator
| Clinton | East Main Street | T-Mobile | CTI Towers, Inc | self-support lattice | 60 | 67 | 25 | add 3 new LTE antennas to 3 existing multi-band antennas
| Clinton | East Main Street | T-Mobile | CTI Towers, Inc | self-support lattice | 60 | 67 | 25 | add 3 new 700 MHz LTE antennas to 3 existing antennas
| Clinton | Meadow Road | Verizon | SBA | self-support lattice | 162 | 195 | 11.5 | 12 panel antennas | 12x30 | Emergency Diesel Fueled Generator, VoiceStream on tower at 192' | diesel generator
| Clinton | Meadow Road | Sprint | SBA | self-support lattice | 182 | 195 | 11.5 | add 12 DB982F65T2E-M panel antennas | pad
| Clinton | Meadow Road | Cingular | SBA | self-support lattice | 152 | 195 | 11.5 | add up to 12 CSS DUO-1417-8686 antennas | 12x20 | include dual-band combiners and six tower top amplifiers
| Clinton | Meadow Road | Verizon | SBA | self-support lattice | 165 | 195 | 11.5 | replace 6 cellular with 6 PCS antennas
| Clinton | Meadow Road | Cingular | SBA | self-support lattice | 150 | 195 | 11.5 | replace 3 existing antennas with 3 new ones |  | add 3 diplexers
| Clinton | Meadow Road | T-Mobile | SBA | self-support lattice | 192 | 195 | 11.5 | add 3 UMTS antennas to 3 existing antennas |  | UMTS upgrade
| Clinton | Meadow Road | AT&T | SBA | self-support lattice | 150 | 195 | 11.5 | replace 9 existing antennas and 6 TMAs with 9 new antennas, 6 TMAs, and 6 remote radio heads
| Clinton | Meadow Road | Verizon | SBA | self-support lattice | 162 | 195 | 11.5 | replace 12 existing antennas with 6 cellular, 3 PCS, and 3 LTE antennas
| Clinton | Meadow Road | Sprint | SBA | self-support lattice | 182 | 195 | 11.5 | replace 12 CDMA antennas with 3 dual-band antennas |  | 4G/LTE upgrade
| Clinton | Meadow Road | Verizon | SBA | self-support lattice | 162 | 195 | 11.5 | replace 2 of 12 existing antennas with 2 LTE antennas
| Clinton | Meadow Road | AT&T | SBA | self-support lattice | n/a | 195 | 11.5 | n/a |  | install 50 kW diesel generator for backup power | diesel generator
| Clinton | Meadow Road | T-Mobile | SBA | self-support lattice | 192.5 | 195 | 11.5 | replace 6 existing antennas with 6 multi-band antennas |  | 4G/LTE upgrade
| Clinton | Meadow Road | Sprint | SBA | self-support lattice | 182 | 195 | 11.5 | add 3 new CDMA/LTE antennas to 3 existing ones
| Clinton | Meadow Road | Verizon | SBA | self-support lattice | 162 | 195 | 11.5 | replace 6 antennas with 3 700/2100 and 3 1900 MHz antennas
| Clinton | Meadow Road | AT&T | SBA | self-support lattice | 150.5 | 195 | 11.5 | replace 3 antennas with 3 700/1900 MHz antennas
| Clinton | Meadow Road | AT&T | SBA | self-support lattice | 150 | 195 | 11.5 | replace three RRHs
| Clinton | Meadow Road |  | SBA | self-support lattice |  | 195 | 11.5 |  |  | replace and reinforce structural components of the tower for safety
| Clinton | Meadow Road | Sprint | SBA | self-support lattice | 182 | 195 | 11.5 | install 3 2500 MHz antennas and 3 RRHs
| Clinton | Meadow Road | AT&T | SBA | self-support lattice | 150 | 195 | 11.5 | replace 3 antennas w 3 x 700/850/2100 MHz antennas & install 3 x 2300 MHz antennas; add 3 rru's
Docket No. 148 | Clinton | Cow Hill Road | BAM | BAM | self-support lattice | 208 | 210 | 19 | 2-15' whips, 6-4' panels | 14x40 | Alternate site
| Clinton | Cow Hill Road | BAM | BAM | self-support lattice | 130 | 210 | 19 | 1-6' dish |  | Install 1-6' dish
| Clinton | Cow Hill Road | BAM | BAM | self-support lattice |  | 210 | 19 |  |  | Emergency Generator & Fuel Tank | generator
| Clinton | Cow Hill Road | BAM | BAM | self-support lattice | 60 | 210 | 19 | 1 GPS antenna |  | Add 1 GPS at 60
| Clinton | Cow Hill Road | BAM | BAM | self-support lattice | 206 | 210 | 19 |  |  | move 3 of BAM antennas to 206
| Clinton | Cow Hill Road | BAM/Sprint | BAM | self-support lattice | 196 | 210 | 19 | 9-Panels DB980H90, 1 GPS |  | 6 Cabinets on 9x15 pad GPS at 50'
| Clinton | Cow Hill Road | BAM/Nextel | BAM | self-support lattice | 175 | 210 | 19 | 12 Andrew DB844H90E-XY | 10x20
| Clinton | Cow Hill Road | BAM/Omni | BAM | self-support lattice | 135 | 210 | 19 | 3-5' antennas, APN 199015 |  | equipment cabinets on 9x15 pad
| Clinton | Cow Hill Road | BAM | [7 empty] | Transfer of Certificate from BAM to Crown Atlantic Company LLC
| Clinton | Cow Hill Road | AT&T | Crown Castle | self-support lattice | 180 | 212 | 19 | 6 panel antennas, Allgon 7250.02 | pad | add 2 equipment cabinets
| Clinton | Cow Hill Road | SNET/Cingular | Crown Atlantic | self-support lattice | 190 | 212 | 19 | replace existing antennas with 9 CSS DUO4-8670, 6 tower mount amplifiers, 3 diplexers, 1 LMU
| Clinton | Cow Hill Road | AT&T | Crown Atlantic | self-support lattice | 180 | 212 | 19 | add 3 DB978QNG120 antennas for E911 purposes
| Clinton | Cow Hill Road | Verizon | Crown Atlantic | self-support lattice | 210 | 212 | 19 | replace 3 cellular antennas with 6 PCS antennas
| Clinton | Cow Hill Road | Cingular | Crown Atlantic | self-support lattice | 190 | 212 | 19 | remove 9 existing antennas & 3 diplexers; install 6 new antennas & 6 diplexers
| Clinton | Cow Hill Road | Cingular/AT&T | Crown Atlantic | self-support lattice | 180 | 212 | 19 | remove all AT&T antennas and equipment
| Clinton | Cow Hill Road | Verizon | Crown Atlantic | self-support lattice | 208 | 212 | 19 | replace 6 existing cellular antennas with 6 new cellular antennas and 2 TMAs
| Clinton | Cow Hill Road | Pocket (now MetroPCS) | Crown Atlantic | self-support lattice | 182 | 212 | 19 | flush mount 3 antennas
| Clinton | Cow Hill Road | T-Mobile | Crown Atlantic | self-support lattice | 137 | 212 | 19 | add 3 UMTS antennas to 3 existing antennas |  | UMTS upgrade
| Clinton | Cow Hill Road | AT&T | Crown Atlantic | self-support lattice | 190 | 212 | 19 | add 3 LTE antennas to 6 existing antennas
| Clinton | Cow Hill Road | Verizon | Crown Atlantic | self-support lattice | 209 | 212 | 19 | replace 14 antennas with 6 cellular, 6 PCS, and 3 LTE antennas
| Clinton | Cow Hill Road | Sprint | Crown Castle | self-support lattice | 198 | 212 | 19 | replace 6 CDMA antennas with 3 dual-band antennas |  | 4G/LTE upgrade
| Clinton | Cow Hill Road | Verizon | Crown Castle | self-support lattice | 209 | 212 | 19 | replace 2 of 12 existing antennas with 2 LTE antennas
| Clinton | Cow Hill Road | T-Mobile | Crown Castle | self-support lattice | 143 | 212 | 19 | replace 6 existing GSM/UMTS antennas with 6 new antennas |  | 4G/LTE upgrade
| Clinton | Cow Hill Road | Verizon | Crown Castle | self-support lattice | 209 | 212 | 19 | replace 6 of 12 existing antennas with 3 PCS and 3 AWS antennas
| Clinton | Cow Hill Road | Sprint | Crown Castle | self-support lattice | 198 | 212 | 19 | add 3 new dual-band antennas to 3 existing dual-band antennas
| Clinton | Cow Hill Road | Verizon | Crown Castle | self-support lattice | 209 | 212 | 19 | replace 9 antennas with 3 700, 3 1900, and 3 2100 MHz antennas
| Clinton | Cow Hill Road | AT&T | Crown Castle | self-support lattice | 190 | 212 | 19 | replace 3 antennas with 3 850/2300 MHz antennas
| Clinton | Cow Hill Road | AT&T | Crown Castle | self-support lattice | 190 | 212 | 19 | replace 3 ant w/ 3 700/1900 MHz ant; replace 3 RRHs
| Clinton | Cow Hill Road | AT&T | Crown Castle | self-support lattice | 190 | 212 | 19 | install 3 LTE antennas; add 3 RRHs
| Clinton | Cow Hill Road | Verizon | Metro Mobile CTS of Hartford, Inc. | self-support lattice | 209 | 212 | 19 | replace 6 antennas w 3x 700/850 MHz & 3x1900/2100 MHz antennas, add 6 rru's
| Clinton | Cow Hill Road | T-Mobile | Metro Mobile CTS of Hartford, Inc. | self-support lattice | 140 | 212 | 19 | install 3 x 600/700 MHz antennas ; add 3 rru's
Petiton No. 141 | Colchester | Old Hartford Road | NECS | DPS | self-support lattice | 98 | 100 |  | 1-4' dish
| Colchester | Old Hartford Road | DPS | Colchester Emergency Comm. | self-support lattice |  | 100 | 425 | 8-VHF whip, 2-whips, 1-parabolic Dish | 15' x 25' | Replace w/new towerand will be owned by DPS
| Colchester | Old Hartford Road | Omni | DPS | self-support lattice | 97 | 100 | 425 | 3-4' panels
| Colchester | Old Hartford Road | T-Mobile | DPS | self-support lattice | 97 | 100 | 425 | E911 upgrade
| Colchester | Old Hartford Road | T-Mobile | Connecticut State Police | self-support lattice | 95 | 100 | 425 | install one 5GHz dish antenna
| Colchester | Windham Avenue | DEP | DEP | self-support lattice | 90 | 320 | 592 | 1-micro dish, 1-20 whip | 15'x25' | New Tower to replace 180' existing , add 1-micro dish, Andrew-p04F-21C
| Colchester | Windham Avenue | DPS/DEP | DEP | self-support lattice | 80-320 | 320 | 592 | 2-dishes, 3-whips | 15' x 25' | Add 2-dishes, 3-whips (did not see dc ltr in file-can't verify 7/6/89 date)
| Colchester | Windham Avenue | BAM | DPS | self-support lattice | 180 | 320 | 592 | 3-whips, 6-panels |  | Install 3 whips at 180, 6-panels at 170
| Colchester | Windham Avenue | BAM | DPS | self-support lattice | n/a | 320 | 592 |  | 21' x 79' | Install new 21' x 79' building and remove 2 other buildings
| Colchester | Windham Avenue | Omni | DPS | self-support lattice | 238 | 320 | 592 | 3-4' panels
| Colchester | Windham Avenue | Verizon | State Police | self-support lattice | 220 | 320 |  | 12-panel antennas (3 sectors) | 21x79 | Equip.bldg. Will house Cellco equip & state pol. Equip. Replacement Tower
| Colchester | Windham Avenue | Verizon | DPS | self-support lattice | 220 | 320 | 592 | Replace 8 existing cellular antennas with 2 cellular and 6 PCS antennas
| Colchester | Windham Avenue | New Cingular | DPS | self-support lattice | 200 | 320 | 592 | install 12 panel antennas
| Colchester | Windham Avenue | Verizon | DPS | self-support lattice | 175 | 320 | 592 | install 1 microwave dish antenna
| Colchester | Windham Avenue | Verizon | DPS | self-support lattice | 220 | 320 | 592 | install 4 tower mount amplifiers
| Colchester | Windham Avenue | Verizon | DPS | self-support lattice | 220 | 320 | 592 | replace 12 existing antennas with 6 cellular, 3 PCS, and 3 LTE antennas |  | 4G/LTE upgrade
| Colchester | Windham Avenue | AT&T | DPS | self-support lattice | 200 | 320 | 592 | add 3 multi-band antennas to 6 GSM/UMTS antennas |  | 4G/LTE upgrade
| Colchester | Windham Avenue | Verizon | DPS | self-support lattice | 220 | 320 | 592 | replace 9 antennas with 3 850, 3 1900, and 3 2100 MHz antennas
| Colchester | Windham Avenue | AT&T | DPS | self-support lattice | 200 | 320 | 592 | install 3 x 700/1900 MHz antennas & 6 rru's
| Colchester | Mahoney Road | AT&T | VoiceStream | monopole | 172 | 180 |  | add 6 Allgon 7250.02 antennas; VoiceStream on @ 180' |  | 2 cabinets on concrete pad
| Colchester | Mahoney Road | Cingular | VoiceStream | monopole | 157 | 180 |  | add up to 12 CSS DUO4-8670 panel antennas | 12x20
| Colchester | Mahoney Road | Cingular/AT&T | VoiceStream | monopole | 172 | 180 |  | decommission AT&T antennas
| Colchester | Mahoney Road | Verizon | VoiceStream | monopole | 167 | 180 |  | install 6 PCS and 6 cellular antennas | 12x30
| Colchester | Mahoney Road | Cingular | VoiceStream | monopole | 157 | 180 |  | remove existing antennas; install 6 new Powerwave 7770 antennas |  | replace 6 existing TMAs with 6 new TMAs and diplexers
| Colchester | Mahoney Road | AT&T | SBA | monopole | 157 | 180 |  | add 3 multi-band antennas to 6 existing GSM/UMTS antennas |  | 4G/LTE upgrade
| Colchester | Mahoney Road | Verizon | SBA | monopole | 167 | 180 |  | replace 12 existing antennas with 3 cellular, 3 PCS, 3 LTE, and 3 AWS antennas
| Colchester | Mahoney Road | AT&T | SBA | monopole | 167 | 180 |  | replace 6 of 9 existing antennas with 9 new LTE antennas
| Colchester | Mahoney Road | T-Mobile | SBA | monopole | 177 | 180 |  | install 3 LTE antennas w/ bias tees
| Colchester | Mahoney Road | AT&T | SBA | monopole | 160 | 180 |  | replace 3 antennas w 3 x 700/850/1900 MHz antennas & replace 3 rrus | install 2 rrus
| Colchester | Chestnut Hill Road | AT&T Wireless | SBA | monopole | 157 | 180 |  | 6 panel (Allgon 7250) | cabinets | Town zoning approved tower 11-3-99; Sprint @ 179' and VoiceStream @ 167' also on tower
| Colchester | Chestnut Hill Road | Sprint | SBA | monopole |  | 180 |  | install 1 fiber distribution box; install 3 RRHs on ground; replace 2 equipment cabinets |  | 4G/LTE upgrade
| Colchester | Chestnut Hill Road | T-Mobile | SBA | monopole | 164.5 | 180 |  | install 3 LTE antennas
| Colchester | Chestnut Hill Road | Verizon | SBA | monopole | 60 | 180 |  | install 2 2100 MHz antennas |  | EFR 1133
| Colchester | Chestnut Hill Road | Sprint | SBA | monopole | 180 | 180 |  | replace 6 existing w 3 x 2500MHz & install 3 x 850/1900MHz ; add 12 RRU
| Colchester | Chestnut Hill Road | AT&T | SBA | monopole | 185 | 180 |  | install 3 x 700/1900 MHz antennas
| Colchester | Chestnut Hill Road | T-Mobile | SBA | monopole | 164.5 | 180 |  | replace 3 qntennas w 3 x 600/700/1900/2100 MHz antennas; add 3 rru's
Petition No. 605 | Colchester | Old Hartford Road | AT&T | Clark Family Partnership | monopole | 57.5 | 60 | 423 | 6 Allgon 7250.02 panel antennas | cabinets | replace existing 60' lattice tower with 60' monopole
| Colchester | Old Hartford Road | Cingular | Clark Family Partnership | monopole | 57.5 | 60 | 423 | replace 3 existing antennas with 6 Powerwave 7770 antennas, 6 TMAs, 6 diplexers | cabinets
| Colchester | Old Hartford Road | AT&T | Clark Family Partnership | monopole | 57 | 60 | 423 | add 3 multi-band antennas to 6 GSM/UMTS antennas |  | 4G/LTE upgrade
| Colchester | Old Hartford Road | AT&T | Crown Castle | monopole | 55 | 61 | 423 | replace 3 antennas with 3 700/1900 MHz antennas
| Colchester | Old Hartford Road | AT&T | Crown Castle | monopole | 55 | 61 | 423 | replace three antennas w 3 x 700/850/1900/2300 MHz antennas; add 3 rru's
| Colchester | Old Hartford Road | AT&T | Crown Castle | monopole | [5 empty] | install ATS & circuit breaker on H-Frame, backup power supports FirstNet program | diesel generator | 20-kilowatt | no
| Colchester | Route | AT&T | American Tower | monopole | 150 | 180 |  | add 6 Allgon 7250.03 panel antennas |  | 2 new, 2 future equipment cabinets on concrete pad; Nextel on tower @ 180', BellSouth on @ 164'
| Colchester | Route | Nextel | Tower Asset | monopole | 180 | 180 |  | install 3 panel antennas
| Colchester | Route | Cingular | Tower Asset | monopole | 150 | 180 |  | remove 3 existing antennas; replace with 6 new antennas, 6 TMAs, 6 diplexers
| Colchester | Route | Enertrac | Tower Asset | monopole | 169 | 180 |  | install 2 omnidirectional antennas
| Colchester | Route | AT&T | American Tower | monopole | 150 | 180 |  | add 3 multi-band antennas to 6 GSM/UMTS antennas |  | 4G/LTE upgrade
| Colchester | Route |  | American Tower | monopole |  | 180 |  |  |  | American Tower to install diesel generator for back up power capability | diesel generator
| Colchester | Route | T-Mobile | American Tower | monopole | 138 | 180 |  | install 6 antennas on low profile platform; add 9 RRHs | 9'x20' pad | Tower Share
Sub-petition No. 1133 | Colchester | Route | Verizon | American Tower | monopole | 161 | 180 |  | install 12 antennas, 6 RRHs | 12'x20' platform | EFR 1133; low platform antenna | propane generator | 15 kilowatt
| Colchester | Route | Sprint | American Tower | monopole | 180 | 180 |  | replace 3 existing w 3 x 2500MHz & install 3 x 850/1900MHz ; add 12 RRU
| Colchester | Route | Verizon | American Tower | monopole | 163 | 180 |  | remove 12 antennas & install 6 x 700/850/1900/2100 MHz antennas; remove 6 rru's & add 6 new rru's
| Colchester | Route | AT&T | American Tower | monopole | 150 | 180 |  | replace 6 antennas w 3 x 1900 MHz & 3 x 700/850/2100 MHz antennas; add 3 rru's
| Colchester | Westchester Road | BAM | SBA | monopole | 167.5 | 180 |  | 8-Allgon 7129.16, 4-Allgon 7125.18 | 12x30 | Route 49/Rt 2 intersection; 1-40-kW diesel generator, 1-GPS, VoiceStream on tower @ 180' | diesel generator
| Colchester | Westchester Road | AT&T | SBA | monopole | 159 | 180 |  | 6 panel Allgon 7250.02 antennas
| Colchester | Westchester Road | Verizon | SBA | monopole | 167 | 180 |  | remove 3 cellular antennas, install 6 PCS antennas
| Colchester | Westchester Road | Cingular | SBA | monopole | 159 | 180 |  | remove 3 existing antennas; install 6 new antennas, 6 TMAs, 6 diplexers
| Colchester | Westchester Road | Verizon | SBA | monopole | 167 | 180 |  | replace 15 existing antennas with 6 cellular, 6 PCS, and 3 LTE antennas
| Colchester | Westchester Road | AT&T | SBA | monopole | 157 | 180 |  | add 3 multi-band antennas to 6 existing GSM/UMTS antennas |  | 4G/LTE upgrade
| Colchester | Westchester Road | T-Mobile | SBA | monopole | 175 | 180 |  | remove 3 antennas, install 3 700 and 3 1900/2100 MHz antennas |  |  | BBU
| Colchester | Westchester Road | Verizon | SBA | monopole | 167 | 180 |  | replace 6 ant. w/ 3 700 MHz & 3 2100 MHz antennas; add 6 RRHs
| Colchester | Westchester Road | T-Mobile | SBA | monopole | 180 | 180 |  | install a dish antenna
| Colchester | Old Hartford Road | SCLP | Cordless Data Transfer | guyed-lattice | 170 | 180 |  | 9-Allgon 7120.16 antennas | 11x26 | Sprint also on tower @ 180'
| Colchester | Old Hartford Road | AT&T | Cordless Data Transfer | guyed-lattice | 160 | 180 |  | add 6 Allgon 7250.02 panel antennas |  | 2 new, 2 future equipment cabinets on concrete pad
| Colchester | Old Hartford Road | Cingular | Cordless Data Transfer | guyed-lattice | 170 | 180 |  | replace existing with 9CSS DUO1417-8686-4-0 panels, 6 tower mount amplifiers, 3 duplexers
| Colchester | Old Hartford Road | Cingular/AT&T | Cordless Data Transfer | guyed-lattice | 160 | 180 |  | remove all AT&T antennas and equipment
| Colchester | Old Hartford Road | Cingular | Cordless Data Transfer | guyed-lattice | 170 | 180 |  | replace 9 existing antennas, 6 TMAs, and 3 combiners with 6 new antennas, 6 TMAs, and 6 diplexers
| Colchester | Old Hartford Road | AT&T | Cordless Data Transfer | guyed-lattice | 170 | 180 |  | add 3 multi-band antennas to 6 GSM/UMTS antennas |  | 4G/LTE upgrade
| Colchester | Old Hartford Road | Sprint | Cordless Data Transfer | guyed-lattice | 180.5 | 180 |  | replace 6 CDMA antennas with 3 dual band antennas |  | 4G/LTE upgrade
| Colchester | Old Hartford Road | T-Mobile | Cordless Data Transfer | guyed-lattice | 150 | 180 |  | install 3 1900/2100 MHz, 3 700 MHz antennas; add 3 TMAs | 10' x 15' pad | tower share. | propane generator | 7.5 kW
| Colchester | Old Hartford Road | Sprint | Cordless Data Transfer | guyed-lattice | 180 | 180 |  | install 3 x 2500 MHz antennas and 6 RRHs
| Colchester | Old Hartford Road | T-Mobile | Cordless Data Transfer | guyed-lattice | 150 | 180 |  | replace 3 antennas w 3 x 600/700 Mhz antennas ; add 3 rru's
| Colchester | Old Hartford Road | AT&T | Cordless Data Transfer | guyed-lattice | 170 | 180 |  | relocate 3 antennas; replace 6 antennas w 3 x 700/1900 MHz & 3 x 700/850/2100 MHz antennas; add 3 rru's; istall 6 rru's |  | replace existing antenna mounts with new sector frame antenna mount
Docket No. 218 | Colchester | Middletown Road | Verizon | Crown Atlantic | monopole | 180 | 180 | 564 | 12 DB 844H90 antennas | 12x30
| Colchester | Middletown Road |  | Cellco | monopole |  | 180 | 564 |  |  | Transfer of Certificate
| Colchester | Middletown Road | Cingular | Cellco | monopole | 160 | 180 | 564 | add 12 CSS DUO-1417-8686 antennas |  | also add tower top amps and dual-band combiners
| Colchester | Middletown Road | Cingular | Cellco | monopole | 160 | 180 | 564 | replace 12 existing antennas and 6 TMAs with 6 new antennas, 6 TMAs, and 6 diplexers
| Colchester | Middletown Road | Verizon | Cellco | monopole | 180 | 180 | 564 | replace 12 existing antennas with 6 cellular, 3 PCS, and 3 LTE antennas
| Colchester | Middletown Road | AT&T | Cellco | monopole | 160 | 180 | 564 | add 3 multi-band antennas to 6 existing GSM/UMTS antennas |  | 4G/LTE upgrade
| Colchester | Middletown Road | AT&T | Cellco | monopole |  | 180 | 564 |  |  | install 50 kW diesel generator for backup power | diesel generator
| Colchester | Middletown Road | Verizon | Cellco | monopole | 180 | 180 | 564 | replace 9 of 12 existing antennas with 3 new 850 MHz, 3 new 1900 MHz, and 3 new 2100 MHz antennas
| Colchester | Middletown Road | AT&T | Cellco | monopole | 160 | 180 | 564 | replace 6 antennas w 3 x 700/850/1900 MHz antennas & 3 x 700/850/2100 MHz antennas; add 6 rru's
Petition No. 69 | Colchester | Buckley Hill Road | DOT | Colchester Emerg. Comm. | self-support lattice | 200 | 200 | 605 | 1-6' dish at 150, 1-6' dish at 200
| Colchester | Chestnut Hill Road | SNET/SCLP | SNET/SCLP | monopole | [5 empty] | Transfer Certificate from SNET to Springwich Cellular Limited Partnership
Docket No. 112 | Colchester | Chestnut Hill Road | SNET Cellular | SNET Cellular | monopole | 180 | 180 | 550 | (4-6) whips | 12x26
| Colchester | Chestnut Hill Road | Cingular | SCLP | monopole | 185 | 180 | 550 | replace existing antennas with 9 CSS DUO4-8670, 6 tower mount amplifiers, 1 LMU
| Colchester | Chestnut Hill Road | Cingular/AT&T | SCLP | monopole | 157 | 180 | 550 | decommission AT&T antennas
| Colchester | Chestnut Hill Road | Cingular | SCLP | monopole | 185 | 180 | 550 | remove 9 existing antennas, 6 TMAs, 3 diplexers; replace with 6 new antennas, 6 TMAs, 6 diplexers |  | UMTS upgrade
| Colchester | Chestnut Hill Road | AT&T | American Tower | monopole | 185 | 180 | 550 | add 3 multi-band antennas to 6 GSM/UMTS antennas |  | 4G/LTE upgrade
| Colchester | Chestnut Hill Road | AT&T | American Tower | monopole |  | 180 | 550 |  |  | install 50 kW diesel generator for backup power | diesel generator
| Colchester | Chestnut Hill Road | Verizon | SBA | monopole | 60 | 180 |  | install 2 small cell antennas |  | install small cell cabinet on 8x8 concrete pad
| Colebrook | Pinney Street | AT&T | Sprint | monopole | 127 | 150 |  | add 6 Allgon 7250.02 panel antennas | pad | Sprint on tower @ 147', Verizon on @ 137'
| Colebrook | Pinney Street | Cingular | Sprint | monopole | 137 | 150 |  | add up to 12 CSS DUO4-8670 panel antennas | 12x20
| Colebrook | Pinney Street | Alltel | Sprint | monopole |  | 150 |  |  | pad | change ground equipment to convert AT&T antennas to Alltel
| Colebrook | Pinney Street | Verizon | Sprint | monopole | 117 | 150 |  | install 12 panel antennas | 12x30
| Colebrook | Pinney Street | Verizon | Sprint | monopole | 127, 117 | 150 |  | remove 12 Verizon antennas at 117'; remove 12 Alltel antennas at 127'; install 6 Verizon PCS and 6 cellular antennas at 127'
| Colebrook | Pinney Street | Cingular | Sprint | monopole | 137 | 150 |  | remove 12 existing antennas, 6 TMAs, 6 diplexers; replace with 6 new antennas, 6 TMAs, 6 diplexers |  | UMTS upgrade
| Colebrook | Pinney Street | Verizon | Sprint | monopole | 130 | 150 |  | replace 8 of 12 existing antennas with 2 cellular, 3 PCS, and 3 LTE antennas
| Colebrook | Pinney Street | Sprint | Crown Castle | monopole | 147 | 150 |  | replace 6 existing CDMA antennas with 3 quad pole antennas for LTE
| Colebrook | Pinney Street | AT&T | Crown Castle | monopole | 140 | 150 |  | add 3 multi-band antennas to 6 GSM/UMTS antennas |  | 4G/LTE upgrade
| Colebrook | Pinney Street | Verizon | Crown Castle | monopole | 130 | 150 |  | replace 1 of 12 existing antennas with 1 new LTE antenna
| Colebrook | Pinney Street | Verizon | Crown Castle | monopole | 130 | 150 |  | replace 6 antennas with 3 700/2100 MHz antennas and 3 1900 MHz antennas, install 9 RRHs
| Colebrook | Pinney Street | Verizon | Crown Castle | monopole | 130 | 150 |  | replace 6 antennas w/ 3 700/2100 MHz & 3 1900 MHz; add 9 RRHs
| Colebrook | Pinney Street | Sprint | Crown castle | monopole | 148 | 148 |  | replace 3 antennas w 3x850/1900 & install 3x2500 MHz antennas; add 6 rru's
| Colebrook | Pinney Street | AT&T | Crown Castle | monopole | 140 | 150 |  | replace 6 antennas w 3 x 700/850/1900/2100 MHz & 3 x 700/850/1900/2300 MHz antenns ;replace 3 Rrus & install 3 new RRus
Docket No. 296 | Colebrook | Colebrook River Road | Nextel | GridCom | monopole | 148 | 150 | 1150 | 12 panel antennas | 12x20
| Colebrook | Colebrook River Road | Cingular | GridCom | monopole | 137.5 | 150 | 1150 | six panel antennas | 12x20
| Colebrook | Colebrook River Road | Verizon | GridCom | monopole | 127 | 150 | 1150 | install 12 antennas | 12x30
| Colebrook | Colebrook River Road | Verizon | GridCom | monopole | 127 | 150 | 1150 | replace LA-185080/12CF antennas with 6 LPA-80080/6CF antennas
| Colebrook | Colebrook River Road |  | GridCom | monopole |  | 150 | 1150 |  |  | Transfer Certificate from Tower Ventures/National Grid/Lightower
| Colebrook | Colebrook River Road | Verizon | GridCom | monopole | 128 | 150 | 1150 | replace 6 of 12 existing antennas with 3 PCS and 3 LTE antennas
| Colebrook | Colebrook River Road | AT&T | SBA | monopole | 139 | 150 | 1150 | add 3 multi-band antennas to 6 existing GSM/UMTS antennas |  | 4G/LTE upgrade
| Colebrook | Colebrook River Road | AT&T | SBA | monopole |  | 150 | 1150 |  |  | install 50 kW diesel generator for backup power | diesel generator
| Colebrook | Colebrook River Road | T-Mobile | SBA Towers II | monopole | 117 | 150 | 1150 | install 4 600/700 MHz, 4 1900/2100 MHz, 4 1900 MHz and 8 RRHs | 3 cabinets | tower share | propane generator | 7.5 kW
| Colebrook | Colebrook River Road | AT&T | SBA Towers II | monopole | 139 | 150 | 1150 | replace 6 antenna w 3 x 700/850/1900 MHz & 3 x 700/850/2100/5G 850 MHz antennas; replace 3 rru's; install 6 new rrus
Docket No. 440 | Colebrook | Colebrook Road | AT&T | AT&T | monopole | 117 | 120 | 1365 | install 12 panel antennas | 12x20 |  | diesel generator | 48 hours
| Columbia | Thompson Hill Road | Verizon | Crown Castle | monopole | 147 | 180 |  | replace all 12 existing antennas with 3 new 700 MHz, 3 new 850 MHz, 3 new 1900 MHz, and 3 new 2100 MHz antennas
| Columbia | Thompson Hill Road | AT&T | Sprint Sites | monopole | 140 | 180 |  | add 6 Allgon 7250.03 panel antennas |  | 2 new, 2 future equipment cabinets on concrete pad 5x6; Nextel on @ 170', VoiceStream on @ 160', Verizon on @ 150', Sprint on @ 178'
| Columbia | Thompson Hill Road | T-Mobile | Sprint Sites | monopole | 160 | 180 |  | add 6 EMS-RR90-17-02DP antennas |  | 3 Nortel S8000 BTS equipment cabinets, 1 power/telco cabinet
| Columbia | Thompson Hill Road | Verizon | Sprint Sites | monopole | 150 | 180 |  | replace 6 cell antennas with 6 PCS antennas
| Columbia | Thompson Hill Road | Cingular (AT&T) | Sprint Sites | monopole | 140 | 180 |  | remove 3 existing antennas and replace with 6 Powerwave 7770 antennas |  | install 6 tower mount amplifiers and 6 diplexers
| Columbia | Thompson Hill Road | Cingular (AT&T) | Sprint Sites | monopole |  | 180 |  |  |  | replace one existing equipment cabinet with new UMTS cabinet
| Columbia | Thompson Hill Road | Verizon | Sprint Sites | monopole | 146 | 180 |  | replace 12 existing antennas with 6 new cellular, 3 new PCS, and 3 new LTE antennas
| Columbia | Thompson Hill Road | Sprint | Crown Castle | monopole |  | 180 |  |  |  | install 1 RRH cabinet and 1 fiber junction box
| Columbia | Thompson Hill Road | AT&T | Crown Castle | monopole | 140 | 180 |  | add 3 multi-band antennas to 6 existing GSM/UMTS antennas |  | 4G/LTE upgrade
| Columbia | Thompson Hill Road | AT&T | Crown Castle | monopole | 140 | 180 |  | replace 3 antennas with 3 700 MHz antennas |  | remove all @ 170'
| Columbia | Thompson Hill Road | T-Mobile | Crown Castle | monopole | 160 | 180 |  | replace 3 antennas w/ 3 1900/2100 MHz and install 3 700 MHz ant. Remove 3 TMAs install 3 RRHs
| Columbia | Thompson Hill Road | AT&T | Crown Castle | monopole | 140 | 180 |  | replace 3 RRHs and install 3 bias tees
| Columbia | Thompson Hill Road | Sprint | Crown Castle | monopole | 180 | 180 |  | replace 6 antennas w/ 3 800/1900 MHz ant
| Columbia | Thompson Hill Road | T-Mobile | Crown Castle | monopole | 160 | 180 |  | install 3 TMAs
| Columbia | Thompson Hill Road | Sprint | Crown Castle | monopole | 180 | 180 |  | replace 6 antennas w 3x 850/1900 MHz & 3 x 2500MHz antennas; add 9 rru's
| Columbia | Thompson Hill Road | AT&T | Crown Castle | monopole | 140 | 180 |  | install 3 x 700/2300 MHz antennas; add 6 RRU's
| Columbia | Thompson Hill Road | T-Mobile | Crown Castle | monopole | 161 | 180 |  | remove 3 antennas & install 3x 600/700 MHz &3 x 1900/2100 MHz antennas; replace 3 RRU's
| Columbia | Thompson Hill Road | AT&T | Crown Castle | monopole | [6 empty] | diesel generator | 20-kilowatt | no
| Columbia | Middletown Road | Sprint | Nextel | monopole | 108 | 120 | 635 | 9 panel antennae; Nextel on @ 118' | cabinet | 1 GPS antenna @50'
Petition No. 586 | Columbia | Middletown Road | AT&T | American Tower | monopole | 150 | 120 | 635 | 6 Allgon panel antennas |  | 30' extension on existing 120' monopole; equipment cabinets on concrete pad
| Columbia | Middletown Road | Verizon | Nextel/American Tower | monopole | 98 | 120 | 635 | 12 DB844H80 antennas | 12x30
| Columbia | Middletown Road | Cingular | American Tower | monopole | 150 | 148 | 635 | remove 3 antennas & 6 TMAs; install 6 antennas, 6 TMAs, 6 diplexers
| Columbia | Middletown Road | Cingular | American Tower | monopole |  | 148 | 635 |  |  | replace one existing equipment cabinet with new UMTS cabinet
| Columbia | Middletown Road | Verizon | American Tower | monopole | 135 | 148 | 635 | replace 12 existing antennas with 6 cellular, 3 PCS, and 3 LTE antennas
| Columbia | Middletown Road | AT&T | American Tower | monopole | 150 | 148 | 635 | add 3 mulit-band antennas for LTE to 6 GSM/UMTS antennas
| Columbia | Middletown Road | Sprint | American Tower | monopole | 108 | 148 | 635 | replace 6 exisiting w 3 x 850/1900MHz & 3 x 2500MHz antennas; add 12 RRH
Docket No. 402 | Cornwall | Bell Road Extension | Verizon | Verizon | monopole | 110 | 110 | 999.8 | install 15 antennas | 12x24 |  | diesel generator
| Cornwall | Bell Road Extension |  | Construction Services of Branford | monopole |  | 110 | 999.8 |  |  | Transfer of Certificate to Construction Services of Branford, LLC
| Cornwall | Bell Road Extension |  | Blue Sky Tower | monopole |  | 110 | 999.8 |  | 12x24 | Transfer of Certificate to Blue Sky Tower Partners, LLC
Petition No. 141 | Cornwall | Mohawk Mountain Road | NECS | Regional Emerg. Med. Serv | self-support lattice | 105 | 180 | 1637 | 1-8' dish at 75, 1-8' dish at 105
| Cornwall | Mohawk Mountain Road | DPS | DPS | self-support lattice | 180 | 180 | 1682 | 6-whip, 6-dish, 6-exposed dipole arrays | 15' x 33' | New Tower to replace 180' existing , add 6-micro dish, 6-whips and 6 exposed dipole arrays. Remove old tower.
| Cornwall | Mohawk Mountain Road | DPS/DPH/DEP/Sheriff | DPS | self-support lattice | 60-180 | 180 | 1675 | replace 12 existing antennas and add 18 |  | new users: Educ, DMV, OEM, FBI,Secret Service,Litchfield County Chief's Assoc
| Cornwall | Mohawk Mountain Road | Ct Pubilc Broadcast | DPS | self-support lattice | 35 | 180 | 1682 | 1-6' dish
| Cornwall | Mohawk Mountain Road | Omni | DPS | self-support lattice | 140 | 180 | 1675 | 3-4' panels
| Cornwall | Mohawk Mountain Road | T-Mobile | DPS | self-support lattice | 140 | 180 | 1675 | E911 upgrade
| Cornwall | Mohawk Mountain Road | AT&T | DPS | self-support lattice |  | 180 | 1675 | add GPS antenna for E911
| Cornwall | Mohawk Mountain Road | AT&T | DPS | self-support lattice |  | 180 | 1675 | replace 3 antennas w 3x700/2100 MHz; add 3 RRU's
| Cornwall | Mohawk Mountain Road (aka Toomey Road) | SNET/SCLP | AT&T | self-support lattice | 60 | 79 | 1679 | 9-direct | 12' x 26' | Install 9 directional antennas and 1 building
| Cornwall | Mohawk Mountain Road (aka Toomey Road) | LAC/AT&T | AT&T | self-support lattice | 48 | 79 | 1679 | 6-ALP-9212-N |  | Add 4-ALP-9212-N
| Cornwall | Mohawk Mountain Road (aka Toomey Road) | Nextel | AT&T Long Lines | self-support lattice | 75 | 65 | 1679 | 3 DB844H90(E)-XY antennas | 7x11
| Cornwall | Mohawk Mountain Road (aka Toomey Road) | AT&T | AT&T Long Lines | self-support lattice | 48 | 79 |  | 2 GSM antennas |  | Replacement of 2 antennas - firetower like structure
| Cornwall | Mohawk Mountain Road (aka Toomey Road) | Cingular | American Tower | self-support lattice | 65 | 65 | 1679 | replace existing with 9 CSS DUO4-8670 panel antennas, 6 tower mount amplifiers
| Cornwall | Mohawk Mountain Road (aka Toomey Road) | AT&T | American Tower | self-support lattice |  | 65 | 1679 | add GPS antenna for E911
| Cornwall | Mohawk Mountain Road (aka Toomey Road) | New Cingular | American Tower | self-support lattice | 48 | 65 | 1679 | add on sector of antennas and 3 E911 antennas
| Cornwall | Mohawk Mountain Road (aka Toomey Road) | Sprint/Nextel | American Tower | self-support lattice | 60 | 65 | 1679 | add 3 panel antennas
| Cornwall | Mohawk Mountain Road (aka Toomey Road) | Verizon | American Tower | self-support lattice | 57, 65 | 65 | 1679 | remove Alltel antennas from 57' and 65'; install 6 PCS and 6 cellular antennas and microwave dish at 48'
| Cornwall | Mohawk Mountain Road (aka Toomey Road) | Cingular | American Tower | self-support lattice | 65 | 65 | 1679 | replace 9 existing antennas, 6 TMA, 6 diplexers with 6 new antennas, 6 TMAs, 6 diplexers |  | UMTS upgrade
| Cornwall | Mohawk Mountain Road (aka Toomey Road) | Verizon | American Tower | self-support lattice | 46.5 | 65 | 1679 | replace 6 of 12 existing antennas with 3 new PCS and 3 new LTE antennas
| Cornwall | Mohawk Mountain Road (aka Toomey Road) | Sprint | American Tower | self-support lattice | 60 | 65 | 1679 | replace 3 CDMA antennas with 3 dual-band antennas |  | 4G/LTE upgrade
| Cornwall | Mohawk Mountain Road (aka Toomey Road) | AT&T | American Tower | self-support lattice | 65 | 65 | 1679 | add 3 multi-band antennas to 6 GSM/UMTS antennas |  | 4G/LTE upgrade
| Cornwall | Mohawk Mountain Road (aka Toomey Road) | (American Tower) | American Tower | self-support lattice |  | 65 | 1679 |  |  | American Tower to install diesel generator for back up power capability | diesel generator |  | shared
| Cornwall | Mohawk Mountain Road (aka Toomey Road) | ICE - DHS | American Tower | self-support lattice | 62 | 65 | 1679 | install 1 yagi antenna
| Cornwall | Mohawk Mountain Road (aka Toomey Road) | Sprint | American Tower | self-support lattice | 60 | 65 | 1679 | replace 3 existing antennas with 3 CDMA/LTE antennas
| Cornwall | Mohawk Mountain Road (aka Toomey Road) | T-Mobile | American Tower | self-support lattice | 56 | 65 | 1679 | install three 700 MHz antennas, three 1900/2100 MHz antennas, 9 RRUs | 6x8 pad | 3 equipment cabinets within 10x12 lease area and expanding fence line 7' south
| Cornwall | Mohawk Mountain Road (aka Toomey Road) | AT&T | American Tower | self-support lattice | 65 | 65 | 1679 | replace 3 antennas w/ 3 700/2100 MHz antennas; add 3 RRHs
| Cornwall | Mohawk Mountain Road (aka Toomey Road) | Verizon | American Tower | self-support lattice | 47 | 65 | 1679 | replace 12 antennas w/ 6 700/850/1900/2100 MHz antennas and 6 850 MHz antennas; add 12 RRHs
| Cornwall | Mohawk Mountain Road (aka Toomey Road) | Sprint | American Tower | self-support lattice | 60 | 65 | 1679 | install 3 850/2500 MHz antennas; add 6 RRHs
| Cornwall | Mohawk Mountain Road (aka Toomey Road) | ATC | American Tower | self-support lattice | [5 empty] | install Automatic Transfer Switch for existing generator
| Cornwall | Mohawk Mountain Road (aka Toomey Road) | AT&T | American Tower | self-support lattice | 65 | 65 | 1679 | replace 6 antennas w 3x700 MHz & 3x700/85/1900/5G 850 MHz antennas;replace 3 RRUs & install 3 RRUs | upgrade equipment @ ground level
Petition No. 779 | Coventry | Main Street | Cingular | Pelletier Builders | monopole | 90 | 93 | 98 | six panel antennas | 12x20 | Pelletier Builders has whip antenna at top of monopole
Petition No. 909 | Coventry | Main Street | Verizon | Pelletier Builders | monopole | 102 | 102 | 98 | install 12 panel antennas | 12x30 | tower extended 10 feet to accommodate Verizon antennas
| Coventry | Main Street | AT&T | Pelletier Builders | monopole | 102 | 102 | 98 | add 3 mulit-band antennas for LTE to 6 GSM/UMTS antennas
| Coventry | Main Street | Verizon | Pelletier Builders | monopole | 100 | 102 | 98 | replace 9 antennas w/ 3 700 MHz LTE, 3 1900 MHz CDMA, 3 2100 MHz LTE
| Coventry | Main Street | AT&T | Pelletier Builders | monopole | 90 | 102 | 98 | replace 6 antennas w 3 x 700/1900 MHz antennas & 3 x 700/850/2100/850 MHz antennas & install 3x1900 MHz antennas; add 6 rru's
| Coventry | Main Street | Verizon | Town of Coventry | self-support lattice | 150 | 190 | 720 | add 6 DB844F90 and 6 DB948F85 panel antennas | 12x30 | Sprint on tower @ 180'
| Coventry | Main Street | Pocket (now MetroPCS) | Town of Coventry | self-support lattice | 95 | 190 | 720 | flush mount 3 antennas |  | (equipment never installed)
| Coventry | Main Street | Verizon | Town of Coventry | self-support lattice | 150 | 190 | 720 | replace 6 existing cellular antennas with 6 new cellular antennas
| Coventry | Main Street | Verizon | Town of Coventry | self-support lattice | 150 | 190 | 720 | replace 12 existing antennas with 6 cellular, 3 PCS, and 3 LTE antennas
| Coventry | Main Street | Verizon | Town of Coventry | self-support lattice | 150 | 190 | 720 | replace all 12 existing antennas with 3 new 700 MHz, 3 new 850 MHz, 3 new 1900 MHz, and 3 new 2100 MHz antennas
| Coventry | Main Street | Sprint | Town of Coventry | self-support lattice | 180 | 190 | 720 | replace 6 antennas w 3x850/1900MHz antennas & 3x2500MHz antennas; add 9 rru's
| Coventry | Riley Mountain Road | SNET | Sprint | monopole | 117 | 150 |  | 12 panel DB846H80 | 11.5x20 | Extend fenceline
| Coventry | Riley Mountain Road | SNET/Cingular | Sprint | monopole | 117 | 150 |  | replace existing antennas with 9 CSS DUO4-9670, 6 tower mount amplifiers, 1 LMU @ 60'
| Coventry | Riley Mountain Road | T-Mobile | Sprint | monopole | 137 | 150 |  | add 6 EMS RR90-17-02 DP panel antennas | ca | 3 Nortel S8000 BTS cabinets
| Coventry | Riley Mountain Road | Verizon | Sprint | monopole | 127 | 150 |  | install 12 cellular/PCS antennas | 12x30
| Coventry | Riley Mountain Road | Cingular/AT&T | Sprint | monopole | 107 | 150 |  | decommission AT&T antennas
| Coventry | Riley Mountain Road | Pocket (now MetroPCS) | Sprint | monopole | 107 | 150 |  | flush mount 3 antennas
| Coventry | Riley Mountain Road | Cingular | Sprint | monopole | 119 | 150 |  | remove 9 existing antennas and 6 TMAs; install 6 new antennas, 6 TMAs, 6 diplexers
| Coventry | Riley Mountain Road | Verizon | Sprint | monopole | 126 | 150 |  | replace 12 existing antennas with 6 cellular, 6 PCS, and 3 LTE antennas
| Coventry | Riley Mountain Road | AT&T | Crown Castle | monopole | 120 | 150 |  | add 3 LTE antennas to 6 existing antennas
| Coventry | Riley Mountain Road | Sprint | Crown Castle | monopole |  | 150 |  |  |  | install 1 RRH cabinet and 1 fiber junction box
| Coventry | Riley Mountain Road | AT&T | Crown Castle | monopole |  | 150 |  |  |  | install 50 kW diesel generator for backup power | diesel generator
| Coventry | Riley Mountain Road | Verizon | Crown Castle | monopole | 127 | 150 |  | replace 6 of 12 existing antennas with 3 new PCS and 3 new AWS antennas
| Coventry | Riley Mountain Road | T-Mobile | Crown Castle | monopole | 136 | 152 |  | install 3 antennas w/ bias tees
| Coventry | Riley Mountain Road | Verizon | Crown Castle | monopole | 126 | 152 |  | replace 6 antennas with 3 700 and 3 1900/2100 MHz antennas
| Coventry | Riley Mountain Road | AT&T | Crown Castle | monopole | 116 | 152 |  | replace 3 antennas w/ 3 700/1900 MHz antennas; add 9 RRHs
| Coventry | Riley Mountain Road | Eversource | Crown Castle | monopole | 152 | 152 |  | install 1 x 20ft tall 900/935MHz dual omni whip antenna with amplifier | 10'x20' equipment shelter | wetland/vernal pool considerations | propane generator | 20kW & 1000 gallon propane tank | no
| Coventry | Riley Mountain Road | Sprint | Crown Castle | monopole | 152 | 152 |  | replace 6 antennas w 3 x 850/1900MHz and 3 x 2500MHz antennas; add 12 rru's
| Coventry | Riley Mountain Road | AT&T | Crown Castle | monopole |  |  |  |  | install ATS and circuit breaker | backup power to support firstnet program | diesel generator | 30-kilowatt
| Coventry | Bread and Milk Street | AT&T | SBA | monopole | 162 | 175 | 827 | install 6 Allgon 7250.03 panel antennas |  | up to 4 equipment cabinets on a concrete pad
| Coventry | Bread and Milk Street | T-Mobile | SBA | monopole | 172 | 175 | 827 | install 6 EMS RR90-17-02DP panel antennas | pad
| Coventry | Bread and Milk Street | AT&T | SBA | monopole | 164 | 175 | 827 | add 3 LTE antennas to 6 existing antennas
| Coventry | Bread and Milk Street | T-Mobile | SBA | monopole | 172 | 175 | 827 | install 3 LTE antennas
| Coventry | Bread and Milk Street | Verizon | SBA | monopole | 130 | 175 | 827 | install 9 antennas and 9 RRHs | 2 cabinets | petition 1133 subpetition | battery & 25kW propane gen
| Coventry | Bread and Milk Street | Dish | SBA | monopole | 153 | 175 | 827 | install 3 x 1900/2020 MHz antennas, add 5 rru's | 3ft dish and 1xcabinet on 5'x7' steel equipment platform |  | battery
Docket No. 475 | Coventry | Foley Lane | Verizon | Verizon | monopole | 140 | 140 | 542 | install 9 antennas and 9 RRHs | 2 cabinets | D&M Plan approved on July 20, 2018; D&M Plan revision approved on October 17, 2018 | battery & 25kW propane gen | 25 kW
| Cromwell | Berlin Road | AT&T Wireless | Shaner Hotel Group | self-support lattice | 102.5 | 83 |  | 12 panel antennas | 16x8 | Structure is existing frame formerly used for a billboard. Foundation must be enlarged and cross bracing must be added to reinforce the structure. Height extended
| Cromwell | Berlin Road | AT&T Wireless | Shaner Hotel Group | self-support lattice | [5 empty] | install additional equipment cabinet
| Cromwell | Berlin Road | AT&T Wireless | Shaner Hotel Group | self-support lattice |  |  |  | add GPS antenna for E911
| Cromwell | Berlin Road | Verizon | Shaner Hotel Group | self-support lattice | 78 |  |  | add 3 paging antennas
| Cromwell | Berlin Road | Verizon | Shaner Hotel Group | self-support lattice | 88 |  |  | remove 3 cellular and install 6 PCS antennas
Petition No. 750 | Cromwell | Berlin Road | T-Mobile | Shaner Hotel Group | self-support lattice | 111 | 111 |  | 9 panel antennas | pad | Verizon and Cingular also on existing structure which is frame of old billboard; T-Mobile adds tower within existing billboard fram
| Cromwell | Berlin Road | Cingular | Shaner Hotel Group | self-support lattice | 102 | 82 |  | remove existing antennas and replace with 6 new antennas
| Cromwell | Berlin Road | Pocket (now MetroPCS) | Shaner Hotel Group | self-support lattice | 77 | 82 |  | flush mount 3 antennas
| Cromwell | Berlin Road | T-Mobile | Shaner Hotel Group | self-support lattice | 108 | 111 |  | add 3 new antennas and 3 new TMAs |  | UMTS upgrade
| Cromwell | Berlin Road | Verizon | Shaner Hotel Group | self-support lattice | 88 | 111 |  | replace 6 cellular antennas with 6 new cellular and 3 700 MHz antennas
| Cromwell | Berlin Road | AT&T | Cellco | self-support lattice | 98 | 111 |  | add 3 LTE antennas to 6 GSM/UMTS antennas
| Cromwell | Berlin Road | MetroPCS | Cellco | self-support lattice |  | 111 |  |  |  | replace existing radio cabinet with new radio cabinet for LTE upgrade
| Cromwell | Berlin Road | Verizon | Cellco | self-support lattice | 88 | 111 |  | replace 6 of 12 existing antennas with 3 new PCS and 3 new AWS antennas
| Cromwell | Berlin Road | AT&T | Cellco | self-support lattice | 98 | 111 |  | install 3 remote radio heads
Petition No. 1129 | Cromwell | Berlin Road | T-Mobile | Cellco | self-support lattice | 108 | 111 |  | replace 6 existing antennas with 6 new antennas |  | new antennas extend 1' higher than previous ones; therefore need for petition
| Cromwell | Berlin Road | AT&T | American Tower | self-support lattice | 98 | 111 |  | replace 3 antennas w/ three 2300 MHz antennas; add 3 RRHs
| Cromwell | Berlin Road | AT&T | American Tower | self-support lattice | 82 | 111 |  | replace 3 antennas w/ 3 700/1900 MHz antennas; replace 3 RRHs
| Cromwell | Berlin Road | T-Mobile | Cellco | self-support lattice | 108 | 111 |  | replace 6 antennas w 3x 600/700/2100 MHz & 3x1900/2100 MHz antennas; replace 3 rru's
Petition No. 306 | Cromwell | Coles Road | [6 empty] | this site no longer in service |  | this site no longer in service
Petition No. 322 | Cromwell | Coles Road | [6 empty] | this site no longer in service |  | this site no longer in service
Docket No. 338 | Cromwell | West Street | Nextel | Sprint Nextel | monopole | 75 | 77 | 132 | three panel antennas | 12x20 | tower designed as a faux tree (monopine)
Docket No. 338 | Cromwell | West Street | Verizon | Sprint Nextel | monopole | 64 | 77 | 132 | three panel antennas | 12x30
| Cromwell | West Street | MetroPCS | Tower Co, LLC | monopole | 75 | 77 | 132 | install 6 panel antennas |  | Sprint/Nextel never went on tower
| Cromwell | West Street |  | Tower Co, LLC | monopole |  | 77 | 132 |  |  | Transfer of Certificate
| Cromwell | West Street | MetroPCS | SBA | monopole |  | 77 | 132 |  |  | replace radio cabinet for LTE upgrade
| Cromwell | West Street | Verizon | SBA | monopole | 64 | 77 | 132 | replace 6 of 12 existing antennas with 3 PCS and 3 AWS antennas
| Cromwell | West Street | T-Mobile (MetroPCS) | SBA | monopole | 75 | 77 | 132 | replace 3 existing antennas with 6 new LTE antennas |  | MetroPCS merged with T-Mobile
| Cromwell | West Street | Verizon | SBA | monopole | 64 | 76 | 132 | replace 6 antennas with 3 1900 and 3 2100 MHz antennas
| Cromwell | Shunpike Road | VoiceStream | Cromwell Fire District | self-support lattice | 125 | 170 | 272 | 6-EMS antennas | cabinet
| Cromwell | Shunpike Road | SCLP | Cromwell Fire District | self-support lattice | 114 | 170 | 272 | 12 Decibel Panel Antennae | 8x11 | katolight emergency generator | generator
| Cromwell | Shunpike Road | SNET/Cingular | Cromwell Fire District | self-support lattice | 114 | 170 | 272 | add 12 CSS DUO4-8670 panel antennas, 6 tower mount amplifiers, 1 LMU, 1 GPS | 12X38
| Cromwell | Shunpike Road | T-Mobile | Cromwell Fire District | self-support lattice | 125 | 170 | 272 | E911 upgrade
| Cromwell | Shunpike Road | Sprint | Cromwell Fire District | self-support lattice | 170 | 170 | 272 | add 6 950G65VTZE-M panel antennas | pad
| Cromwell | Shunpike Road | Cingular | Cromwell Fire District | self-support lattice | 114 | 170 | 272 | replace existing antennas with 6 new panel antennas |  | add 6 tower mount amplifiers
| Cromwell | Shunpike Road | AT&T Wireless | Cromwell Fire District | self-support lattice | 160 | 170 | 272 | remove antennas - no longer in use
| Cromwell | Shunpike Road | Verizon | Cromwell Fire District | self-support lattice | 100 | 170 | 272 | install 12 panel antennas (6 cellular and 6 PCS) | 12x30
| Cromwell | Shunpike Road | Pocket (now MetroPCS) | Cromwell Fire District | self-support lattice | 130 | 170 | 272 | flush mount 3 antennas
| Cromwell | Shunpike Road | T-Mobile | Cromwell Fire District | self-support lattice | 125 | 170 | 272 | add 3 antennas and 3 TMAs to 6 existing antennas and 6 TMAs |  | UMTS upgrade
| Cromwell | Shunpike Road | Clearwire | Cromwell Fire District | self-support lattice | 134 | 170 | 272 | install 3 WiMAX antennas and 2 microwave dishes
| Cromwell | Shunpike Road | AT&T | Cromwell Fire District | self-support lattice | 115 | 170 | 272 | add 3 LTE antennas to 6 existing antennas
| Cromwell | Shunpike Road | Verizon | Cromwell Fire District | self-support lattice | 100 | 170 | 272 | replace 12 existing antennas with 6 cellular, 3 PCS, and 3 LTE antennas
| Cromwell | Shunpike Road | MetroPCS | Cromwell Fire District | self-support lattice |  | 170 | 272 |  |  | replace radio cabinet for LTE upgrade
| Cromwell | Shunpike Road | Verizon | Cromwell Fire District | self-support lattice | 101 | 170 | 272 | replace 1 of 12 antennas with 1 new LTE antenna
| Cromwell | Shunpike Road | T-Mobile | Cromwell Fire District | self-support lattice | 125 | 170 | 272 | replace 6 existing antennas with 3 LTE and 3 multi-band antennas |  | 4G/LTE upgrade
| Cromwell | Shunpike Road | Sprint | Cromwell Fire District | self-support lattice | 170 | 170 | 272 | replace 6 CDMA antennas with 3 dual-band antennas |  | 4G/LTE upgrade
| Cromwell | Shunpike Road | Verizon | Cromwell Fire District | self-support lattice | 101 | 170 | 272 | replace 6 of 12 existing antennas with 3 850 MHz and 3 2100 MHz antennas
| Cromwell | Shunpike Road | T-Mobile | Cromwell Fire District | self-support lattice | 125 | 170 | 272 | add 3 new LTE antennas to 6 existing antennas
| Cromwell | Shunpike Road | Sprint | Cromwell Fire District | self-support lattice | 170 | 170 | 272 | Install 3 LTE ant. & 3 RRHs
| Cromwell | Shunpike Road | Verizon | Cromwell Fire District | self-support lattice | 101 | 170 | 272 | replace 3 antennas w/ 3 700 MHz.
| Cromwell | Shunpike Road | AT&T | Cromwell Fire District | self-support lattice | 115 | 170 | 272 | replace 3 ant w/ 3 850/1900 MHz; add 6 RRHs
| Cromwell | Shunpike Road | Sprint | Cromwell Fire District | self-support lattice | 170 | 170 | 272 | install 3 2500 MHz antennas; add 6 RRHs
| Cromwell | Shunpike Road | AT&T | Cromwell Fire District | self-support lattice | 115 | 170 | 272 | replace 3 antennas and install 6 RRHs
| Cromwell | Shunpike Road | T-Mobile | Cromwell Fire District | self-support lattice | 125 | 170 | 272 | replace 6 antennas w 3x600/700MHz and 3 x1900/2100MHz antennas; add 3 rru's
| Cromwell | Main Street | Verizon | Sprint | monopole | 105 | 125 |  | 12 panel antennae | 12x30 | Sprint on tower @125'
| Cromwell | Main Street | AT&T Wireless | Sprint | monopole | 115 | 125 |  | 6 panel (Allgon 7250) | cabinets
| Cromwell | Main Street | Nextel | Sprint | monopole | 95 | 125 |  | 12 DB844H65(E)-XY panel antennas | 12X20
| Cromwell | Main Street | Cingular | Sprint | monopole | 115 | 125 |  | replace 3 existing antennas with 3 powerwave 7770 antennas |  | install 6 power wave tower mounted amplifiers, add 2 additional outdoor cabinets
| Cromwell | Main Street | Verizon | Sprint | monopole | 105 | 125 |  | install 2 tower mount amplifiers
| Cromwell | Main Street | Pocket (now MetroPCS) | Sprint | monopole | 85 | 125 |  | flush mount 3 antennas
| Cromwell | Main Street | Verizon | Sprint | monopole | 85 | 125 |  | replace 6 existing cellular antennas with 6 new cellular antennas
| Cromwell | Main Street | Clearwire | Sprint | monopole | 125 | 125 |  | install 3 WiMAX antennas and 3 microwave dishes
| Cromwell | Main Street | Verizon | Sprint | monopole |  | 125 |  |  |  | install propane generator and 1,000 gallon propane tank for backup power | propane generator
| Cromwell | Main Street | Verizon | Crown Castle | monopole | 105 | 125 |  | replace 6 existing PCS antennas (of 12 total) with 3 new PCS and 3 new LTE antennas
| Cromwell | Main Street | AT&T | Crown Castle | monopole | 117 | 125 |  | replace 3 dual-band antennas with 9 multi-band antennas
| Cromwell | Main Street | MetroPCS | Crown Castle | monopole |  | 125 |  |  |  | replace existing radio cabinet with new radio cabinet for LTE upgrade
| Cromwell | Main Street | Sprint | Crown Castle | monopole | 127 | 125 |  | replace 6 existing CDMA antennas with 3 dual-band antennas |  | 4G/LTE upgrade
| Cromwell | Main Street | Verizon | Crown Castle | monopole | 105 | 125 |  | replace 1 of 12 existing antennas with 1 new LTE antenna
| Cromwell | Main Street | Sprint | Crown Castle | monopole | 127 | 125 |  | add 3 new CDMA/LTE antennas to 3 existing antennas
| Cromwell | Main Street | MetroPCS | Crown Castle | monopole | 85 | 125 |  | replace its 3 existing antennas with 6 new LTE antennas |  | 4G/LTE upgrade
| Cromwell | Main Street | Verizon | Crown Castle | monopole | 105 | 125 |  | replace 9 antennas with 3 850 MHz, 3 1900 MHz, 3 2100 MHz + 6RRHs
| Cromwell | Main Street | Verizon | Crown Castle | monopole | 105 | 125 |  | replace 3 antennas with 3 700 MHz antennas
| Cromwell | Main Street | AT&T | Crown Castle | monopole | 117 | 125 |  | replace 3 existing antennas with 3 700/1900 MHz antennas |  | AT&T would also replace 3 RRH
| Cromwell | Main Street | AT&T | Crown Castle | monopole | 117 | 125 |  | replace 3 antennas w 3x700/2100/2300MHz; add 6 RRU's
Docket No. 481 | Cromwell | , , , and R Main street | Verizon | Verizon | monopole | 120 | 120 |  | install 6 panel antennnas, | 9' x 16' platform | 50' x 50' fenced compound; within a 70' x 75' foot lease area | battery backup & diesel generator | 30kW & 46 hours/ 4hr battery | no
Petition No. 799 | Cromwell | West Street | T-Mobile | Tahir Choudhry | monopole | 51 | 54 | 23.2 | three flush-mounted antennas | pad | replace existing gas station sign with monopole tower
| Cromwell | West Street | T-Mobile | Tahir Choudhry | monopole | 51 | 54 | 23.2 | replace 3 existing TMAs with 6 new TMAs |  | UMTS upgrade
| Cromwell | West Street | T-Mobile | Tahir Choudhry | monopole | 51, 41 | 54 | 23.2 | replace 3 antennas @ 51' with 3 new GSM/UMTS antennas and install 3 LTE antennas @ 41'
Petition No. 748 | Danbury | Fairfield Avenue | T-Mobile | T-Mobile | rooftop | 39 | 39 | 488 | 3 flush mounted antennas | pad | tower concealed inside chimney built on to existing building
Petiton No,. 1149 | Danbury | Federal Road | Verizon | Verizon | rooftop | 32 | 34 | 292.1 | 3 flush mounted antennas | cabinets on rooftop | tower concealed inside chimney built on to existing building
Docket No. 462 | Danbury | Great Pasture Road | Verizon | Verizon | monopole | 120 | 120 | 387.1 | install 12 panel antennas | 12x26 |  | 35kW propane generator | 1000 gallon tank/7 days
Petition No. 334 | Danbury | Old Ridgebury Road | BAM | Danbury Hilton | rooftop | 116 | 125 |  | 12-27"x4"x11" panels | 20x30 | Equip bldg on roof
| Danbury | Old Ridgebury Road | Verizon | Danbury Hilton | rooftop | 116 | 125 |  | replace 6 of 12 cellular antennas with 6 PCS antennas | 20x30 | Equip bldg on roof
| Danbury | Old Ridgebury Road | Cingular | Danbury Hilton | rooftop | 108 | 125 |  | remove 6 existing antennas, install 3 new ones |  | install one new equipment cabinet
| Danbury | Clapboard Ridge | AT&T | T-Mobile | monopole | 59 | 85 |  | 3 Allgon 7250.03 panel antennas | pad | tower designed as a flagpole antennas mounted internally @ 79' and 69'
| Danbury | Clapboard Ridge | Cingular | T-Mobile | monopole | 62 | 85 |  | remove 3 antennas; replace with 3 antennas and 6 TMAs | pad | replace one equipment cabinet; top 30' of tower from 30" diameter to 32" diameter
| Danbury | Clapboard Ridge | Cingular | T-Mobile | monopole | n/a | 85 |  | n/a | pad | add new pad and equipment cabinet
| Danbury | Clapboard Ridge | T-Mobile | T-Mobile | monopole | 80 | 85 |  | replace 3 existing antennas with 3 new antennas
Petition No. 931 | Danbury | Clapboard Ridge | Clearwire | T-Mobile | monopole | 69 | 85 |  | install 3 antennas and 3 dragonwave dishes | pad | expand base compound by 136 sq. ft. for equipment pad
| Danbury | Clapboard Ridge | AT&T | T-Mobile | monopole | 59 | 85 |  | replace 3 existing antennas and 6 TMAs with 3 new antennas and 3 TMAs
| Danbury | Clapboard Ridge | AT&T | Crown Castle | monopole | 62 | 85 |  | replace 3 antennas w/ 3 700/850/1900/2300 MHz antennas; replace 6 TMAs
Docket No. 79 | Danbury | Hospital Avenue | BAM | Danbury Hospital | rooftop | 202 | 185 | 436 | 6-9' rec ant, 2-13' whips |  | roof mount, 13 story hospital
| Danbury | Hospital Avenue | BAM | Danbury Hospital | [6 empty] | Transfer of Certificate from Bam to Cellco Partnership
| Danbury | Hospital Avenue | BAM | Danbury Hospital | rooftop | 204 | 185 | 436 | 12-AIP-9212 |  | Replace Antennas
| Danbury | Hospital Avenue | Verizon | Danbury Hospital | rooftop | 204 | 185 | 436 | replace 6 of 12 cellular antennas with 6 PCS antennas
| Danbury | Hospital Avenue | T-Mobile | Danbury Hospital | rooftop | 127, 154 | 185 | 436 | add and swap antennas to make a 9-antenna array
| Danbury | Hospital Avenue | Verizon | Danbury Hospital | rooftop | 204 | 185 | 436 | remove 12 existing antennas; replace with 6 new cellular, 3 PCS, and 3 LTE antennas
| Danbury | Hospital Avenue | Clearwire | Danbury Hospital | rooftop | 153 | 185 | 436 | install 3 WiMAX antennas and 9 microwave dishes
| Danbury | Hospital Avenue | Sprint Nextel | Danbury Hospital | rooftop | 155, 131 | 185 | 436 | replace 6 existing antennas with 6 new ones - 4 at 155' and 2 at 131'
| Danbury | Hospital Avenue | Verizon | Danbury Hospital | rooftop | 156 | 185 | 436 | replace 8 of 12 existing antennas with 3 cellular, 3 AWS and 2 LTE antennas
| Danbury | Hospital Avenue | T-Mobile | Danbury Hospital | rooftop | 127 | 185 | 436 | replace 6 GSM antennas and 3 UMTS antennas with 3 new GSM/UMTS antennas and 3 new LTE antennas |  | 4G/LTE upgrade
| Danbury | Hospital Avenue | T-Mobile | Danbury Hospital | rooftop | 154, 127 | 185 | 436 | replace 2 antennas & RRUs at 154', add 1 antenna & RRU at 127'
| Danbury | Hospital Avenue | Verizon | Danbury Hospital | rooftop | 156 | 185 | 436 | replace 9 antennas w/ 3 700 MHz, 3 1900 MHz, 3 2100 MHz & 6 RRHs
| Danbury | Hospital Avenue | Sprint | Danbury Hospital | rooftop | var. | 185 | 436 | remove 3 antennas, install 3 800/1900 and 6 2500 MHz antennas |  | 2 800/1900 and 2 2500 MHz antennas @ 131', remainder of antennas @ 155'
| Danbury | Hospital Avenue | T-Mobile | Danbury Hospital | rooftop | 154, 127 | 185 | 436 | replace 2 ant w/ 2 1900/2100 MHz at 154'; replace 1 ant. w/ 1 1900/2100 MHz at 127'
| Danbury | Hospital Avenue | T-Mobile | Danbury Hospital | rooftop | 154 | 185 | 436 | install 2 antennas & 1 RRH
| Danbury | Hospital Avenue | Verizon | Danbury Hospital | rooftop | 156 | 185 | 436 | replace 9 antennas w/ 6 antennas -3 700/2100 MHz and 3 850/1900 MHz antennas; replace 6 RRHs, install 3 RRHs
| Danbury | Hospital Avenue | T-Mobile | Danbury Hospital | rooftop | 127, 154 | 185 | 436 | replace 7 antennas w 4x600/700/2100 MHz & 4x2100 MHz antennas; replace 4 x RRU's
| Danbury | Hospital Avenue | T-Mobile | Danbury Hospital | rooftop | 127, 154 | 185 | 436 | install 1 x 5GHz mw dish @ 154'
| Danbury | Hospital Avenue | Sprint | Danbury Hospital | rooftop | 131, 155 | 185 |  | relocate 1 antenna & install 6 x 2500 MHz antennas; remove 6 rru's |  | 2 x 2500 MHz @ 131-ft & 3 x 2500 MHz @ 155-ft
Docket No. 176 | Danbury | Boxwood Lane | WCSU | WCSU | self-support lattice | 67 | 100 | 730 | 4 bay FM antenna | 10x30 | Share tower with Nextel
Docket No. 176 | Danbury | Boxwood Lane | Nextel | WCSU | self-support lattice | 98 | 100 | 730 | 12-52"x12" panels |  | Share tower with WCSU and building
| Danbury | Boxwood Lane | Sprint | WCSU | self-support lattice | 89 | 100 | 730 | 12 panel - GPS at 30' | cabinet
| Danbury | Boxwood Lane | Sprint Nextel | WCSU | self-support lattice | 99 | 100 | 730 | remove 9 iDEN antennas; install 3 WiMAX and 6 iDEN antennas |  | install 1 WiMAX radio cabinet
| Danbury | Boxwood Lane | T-Mobile | WCSU | self-support lattice | 83 | 100 | 730 | install 3 antennas
| Danbury | Boxwood Lane | T-Mobile | WCSU | self-support lattice | 83 | 100 | 730 | install 3 antennas and 6 TMAs
| Danbury | Boxwood Lane | Sprint | WCSU | self-support lattice |  | 100 | 730 |  |  | install 4 kW ReliOn fuel call for backup power | fuel cell backup
| Danbury | Boxwood Lane | Sprint | WCSU | self-support lattice | 89 | 100 | 730 | replace 3 CDMA antennas with 3 dual-band antennas |  | 4G/LTE upgrade
| Danbury | Boxwood Lane | T-Mobile | WCSU | self-support lattice | 83 | 100 | 730 | replace 3 GSM/UMTS antenna with 3 multi-band antennas |  | 4G/LTE upgrade
| Danbury | Boxwood Lane | Sprint | WCSU | self-support lattice | 89 | 100 | 730 | add 3 new LTE antennas to 3 existing ones
| Danbury | Boxwood Lane | AT&T | WCSU | self-support lattice | 98 | 100 | 730 | install 3 700/1900 and 3 850/2300 antennas |  |  | 50 kW diesel generator
| Danbury | Boxwood Lane | T-Mobile | WCSU | self-support lattice | 83 | 100 | 730 | install 3 700/2100 MHz ant; add 3 RRHs
| Danbury | Boxwood Lane | T-Mobile | WCSU | self-support lattice | 83 | 100 | 730 | replace 3 ant w/ 3 1900/2100 MHz add 3 700 MHz
| Danbury | Boxwood Lane | Sprint | WCSU | self-support lattice | 89 | 100 | 730 | install 3 2500 MHz antennas & 3 RRHs
| Danbury | Boxwood Lane | AT&T | WCSU | self-support lattice | 98 | 100 | 730 | install 3 x 700/2100 MHz antennas; add 12 RRU's
| Danbury | Sugar Hollow Road | AT&T Wireless | Omni | monopole | 95 | 108 | 520 | 9-Allgon 7184 panel antennas | cabinets
| Danbury | Sugar Hollow Road | Nextel | VoiceStream | monopole | 85 | 105 |  | 12 panel | 12x20
| Danbury | Sugar Hollow Road | AT&T Wireless | VoiceStream | monopole |  |  |  |  | cabinet | install new cabinet. Expand pad
| Danbury | Sugar Hollow Road | T-Mobile | VoiceStream | monopole | 105 | 108 | 520 | replace 3 existing with 12 EMS RR90-17-02DP antennas
| Danbury | Sugar Hollow Road | AT&T Wireless | VoiceStream | monopole |  | 108 | 520 | add GPS antenna for E911
| Danbury | Sugar Hollow Road | AT&T Wireless | VoiceStream | monopole |  | 108 | 520 | remove all AT&T antennas
| Danbury | Sugar Hollow Road | Cingular | VoiceStream | monopole | 110 | 108 | 520 | remove 9 existing antennas; install 6 new antennas, 6 TMAs, 6 diplexers
| Danbury | Sugar Hollow Road | MetroPCS | VoiceStream | monopole | 95 | 108 | 520 | install 6 panel antennas
| Danbury | Sugar Hollow Road | T-Mobile | VoiceStream | monopole | 100 | 108 | 520 | replace all 3 existing antennas with 9 new antennas |  | 4G/LTE upgrade
| Danbury | Sugar Hollow Road | T-Mobile | Crown Castle | monopole | 105 | 105 | 520 | remove 2 existing antennas & install 6 antennas & 2 TMAs
| Danbury | Sugar Hollow Road | T-Mobile | Crown Castle | monopole | 105 | 105 | 520 | replace 4 antennas w 2 x 1900/2100 Mhz & 2x 600/700 MHz antennas ; replace 2 rru's
Docket No. 75 | Danbury | West Street | SNET Cellular | SNET Cellular | self-support lattice | 37 | 37 | 410 | (4-6)- 12' whips |  | 20' lattice tower atop a building
| Danbury | West Street | SNET/SCLP | SNET/SCLP | self-support lattice | [5 empty] | Transfer of Certifcate from SNET to Springwich Cellular Limited Paernership
| Danbury | West Street | SNET/SCLP | SNET/SCLP | self-support lattice | 72.11 | 37 | 410 | Directional panel antennas , Approx. 4' |  | Increase channels, change antenna type
Petition No. 448 | Danbury | West Street | SCLP | SNET | self-support lattice | 70 |  |  | 36" barrel with three 8' EMS RS90-12 antennas |  | 10' pipe extension on a 20' ssl on the roof of a 40' bldg
| Danbury | West Street | Cingular | SNET | self-support lattice | 70 |  |  | upgrade for GSM service
| Danbury | West Street | AT&T Wireless | SNET | self-support lattice | 69 |  |  | add 3 antennas and 6 RRHs to 3 existing antennas and 6 TMAs
| Danbury | West Street | AT&T | SNET | self-support lattice | 69 | 72.5 |  | install 3 RRHs previously approved but never installed
| Danbury | West Street | AT&T | SNET | self-support lattice | 63 | 73 |  | replace 3 ant w/ 3 700/1900/2300 MHz ant; add 9 RRHs
| Danbury | West Street | AT&T | SNET | self-support lattice | 47.6' & 54.5' | 73 |  | install 3 x 700/850/2100 MHz antennas @ 54.5' & remove 3 rru's
Petition No. 712 | Danbury | Padanaram Road | T-Mobile | T-Mobile | monopole | 80 | 80 | 570 | 12 panel antennas in tri-sector cluster-mount configuration | pad | wood laminate monopole
| Danbury | Padanaram Road | Sprint | T-Mobile | monopole | 70 | 80 | 570 | nine panel antennas | pad | Tower Share Application
| Danbury | Padanaram Road | Sprint | T-Mobile | monopole | 70 | 80 | 570 | replace 3 of 6 existing antennas; install 1 TMA | pad
| Danbury | Padanaram Road | T-Mobile | Crown Castle | monopole | 80 | 80 | 570 | replace 6 GSM/UMTS antennas with 6 multi-band antennas
| Danbury | Padanaram Road | Sprint | Crown Castle | monopole | 70 | 80 | 570 | replace 6 CDMA antennas with 3 dual-band antennas |  | 4G/LTE upgrade
| Danbury | Padanaram Road | T-Mobile | Crown Castle | monopole | 80 | 80 | 570 | replace 3 ant w/ 3 1900/2100 MHz
| Danbury | Padanaram Road | Sprint | Crown Castle | monopole | 70 | 80 | 570 | remove 3 antennas & install 3x850/1900Mhz antennas & 3x2500 MHz antennas
| Danbury | Padanaram Road | T-Mobile | Crown Castle | monopole | 80 | 80 | 570 | replace 3 antennas w 3 x 700/2100 MHz antennas | install 3 RRUs
| Danbury | Newtown Road | BAM | Fifty Newtown Rd Corp | monopole | 90 | 96 |  | 12-Allgon 7129.16 panel antennas; Nextel on @ 78' | 12x20 | share existing bldg space, 1-gps on bldg, 1 generator
| Danbury | Newtown Road | SCLP | Fifty Newtown Rd Corp | monopole | 100 | 96 |  | 12-Allgon 7120.16 panel antennas |  | transfer antennas from adjacent tower, maintain exist. Bldg
| Danbury | Newtown Road | AT&T | Fifty Newtown Rd Corp | monopole | 108 | 96 |  | 3 panel antennas on 10' pipe mount |  | add equipment to existing building
| Danbury | Newtown Road | AT&T | Fifty Newtown Rd Corp | monopole | 108 | 96 |  | replace existing panel antennas in kind |  | add equipment to existing building
| Danbury | Newtown Road | Cingular | Fifty Newtown Road Corp | monopole | 100 | 96 |  | upgrade for GSM service
| Danbury | Newtown Road | AT&T | Fifty Newtown Rd Corp | monopole |  | 96 |  | add GPS antenna for E911
| Danbury | Newtown Road | Verizon | Fifty Newtown Rd Corp | monopole | 90 | 96 |  | replace 6 cellular antennas with 6 PCS antennas
| Danbury | Newtown Road | Cingular | Fifty Newtown Rd Corp | monopole | 100 | 96 |  | replace 6 existing Cingular antennas with 6 new antennas; remove AT&T antennas @ 108' |  | install 6 tower mount amplifiers
| Danbury | Newtown Road | Sprint Nextel | Fifty Newtown Rd Corp | monopole | 78 | 96 |  | remove 12 iDEN antennas; install 3 WiMAX, 6 iDEN and 1 microwave antennas |  | install 1 WiMAX radio cabinet inside existing shelter
Petition No. 917 | Danbury | Newtown Road | MetroPCS | Fifty Newtown Rd Corp | monopole | 108 | 96 |  | install 6 panel antennas |  | reinstall 14' extension on top of 96' tower (extension taken down with removal of AT&T antennas)
| Danbury | Newtown Road | Clearwire | Fifty Newtown Rd Corp | monopole | 78 | 96 |  | remove 3 Sprint antennas; install 3 WiMAX antennas and 2 microwave dishes |  | install equipment inside existing Nextel shelter
| Danbury | Newtown Road | Verizon | Fifty Newtown Rd Corp | monopole | 90 | 96 |  | remove all existing antennas; replace with 6 cellular, 3 PCS, and 3 700 MHz LTE antennas
| Danbury | Newtown Road | AT&T | Wireless Capital Partners | monopole | 100 | 96 |  | add 3 LTE antennas and 6 RRHs to existing 6 antennas and 6 TMAs
| Danbury | Newtown Road | AT&T | Wireless Capital Partners | monopole | 100 | 96 |  | add 3 LTE antennas and 6 RRHs to existing 6 antennas |  | structural problems necessitated resubmittal of antenna modification
| Danbury | Newtown Road | Verizon | Wireless Capital Partners | monopole | 90 | 96 |  | replace 9 of 12 existing antennas with 3 cellular, 3 LTE, and 3 AWS antennas
| Danbury | Newtown Road | Verizon | Wireless Capital Partners | monopole | 90 | 110 |  | replace 9 ant. w/ 3 700 MHz, 3 1900 MHz, 3 2100 MHz & 3 RRHs
| Danbury | Newtown Road | AT&T | 48 Newtown Road Corporation | monopole | 100 | 110 |  | replace 3 antennas with 3 880/2300 MHz antennas
| Danbury | Newtown Road | Verizon | MW Cell REIT 1 LLC | monopole | 90 | 110 |  | replace 9 antennas w/ 3 700/2100 MHz and 3 850/1900 MHz; replace 6 RRHs
| Danbury | Newtown Road | AT&T | Crown Castle | monopole | 100 | 110 |  | install 3 LTE 700 antennas and 6 RRHs
Docket No. 366 | Danbury | Stadley Rough Road | T-Mobile | SBA | monopole | 137 | 140 | 545 | flush mount 3 antennas | pad | Sprint/Nextel has lease for antennas at 127'
| Danbury | Stadley Rough Road | MetroPCS | SBA | monopole | 117 | 140 | 545 | install 6 panel antennas | pad
| Danbury | Stadley Rough Road | Clearwire | SBA | monopole | 107 | 140 | 545 | install 3 WiMAX antennas and 2 microwave dishes | pad
| Danbury | Stadley Rough Road | Verizon | SBA | monopole | 97 | 140 | 545 | flush mount 6 antennas | 12x24
| Danbury | Stadley Rough Road | T-Mobile | SBA | monopole | 137 | 140 | 545 | replace 3 antennas with 3 dual-band antennas |  | 4G/LTE upgrade
| Danbury | Stadley Rough Road | Verizon | SBA | monopole | 97 | 140 | 545 | add 3 AWS antennas to 6 existing antennas
| Danbury | Stadley Rough Road | AT&T | SBA | monopole | 107 | 140 | 545 | install 6 flush-mounted antennas | 11.5x24 |  | natural gas generator
| Danbury | Stadley Rough Road | AT&T | SBA | monopole | 107 | 140 | 545 | n/a | 11.5x16 | revised tower share to reduce size of equipment shelter and eliminate generator for now | none for AT&T
| Danbury | Stadley Rough Road | T-Mobile | SBA | monopole | 137 | 139 | 545 | install 3 700 MHz antennas |  | install new standoff mount
| Danbury | Stadley Rough Road | AT&T | SBA | monopole | 107 | 139 | 545 | replace 3 antennas w 3 x 850/1900/2100MHz antennas; add 9 rru's
| Danbury | Stadley Rough Road | T-Mobile | SBA | monopole | 137 | 139 | 545 | replace 6 antennas w 3 x600/700/2100 MHz & 3x1900/2100 MHz antennas; replace 3 rru's
| Danbury | Sugar Hollow Road | Sprint | AT&T Wireless | monopole | 90 | 106 | 528 | 9 panel antennas | cabinets | 1 GPS receiver @ 75'; AT&T on tower @ 110'
| Danbury | Sugar Hollow Road | AT&T | AT&T Wireless | monopole | 108 | 106 | 528 | add 3 antennas and 6 RRHs to 6 existing antennas and 12 TMAs
| Danbury | Sugar Hollow Road | Sprint | American Tower | monopole | 90.3 | 106 | 528 | replace 6 CDMA antennas with 3 dual-band antennas |  | 4G/LTE upgrade
| Danbury | Sugar Hollow Road | Sprint | American Tower | monopole | 90 | 106 | 528 | install 3 850/2500 MHz antennas and 6 RRHs on platform
Petition No. 1177 | Danbury | Newtown Road | Verizon | Berkshire Shopping Center, LLC | rooftop | 31.2 | 29.4 | 310.3 | 1 1900 MHz canister antenna, 1 2100 MHz canister antenna | 8x8 pad | install 2 small cell antennas attached to roof
| Danbury | Westview Drive | T-Mobile | Robert Kaufman | self-support lattice | 50 | 100 |  | install 12 EMS RR65-18-VDPL2 panel antennas | pad | many other antennas on tower
| Danbury | Westview Drive | T-Mobile | Robert Kaufman | self-support lattice | 50 | 100 |  | replace 3 of existing 6 antennas with 3 new ones | pad | UMTS upgrade
| Danbury | Westview Drive | T-Mobile | Robert Kaufman | self-support lattice | 50 | 100 |  | replace 6 existing antennas with 6 multi-band antennas
| Danbury | Westview Drive | T-Mobile | Robert Kaufman | self-support lattice | 50 | 100 |  | install 3 LTE antennas and 3 RRUs
| Danbury | Westview Drive | T-Mobile | Robert Kaufman | self-support lattice | 50 | 100 |  | replace 3 antennas w/ new; replace 3 RRHs w/ new
Petition No. 1101 | Danbury | Park Avenue | AT&T | AT&T | rooftop | 47.5 | 53 | 489 | install 12 panel antennas |  | extend existing stairwell tower 14' for antennas, equipment room in building basement | diesel generator | 72 hours | no
Petition No. 868 | Danbury | Crow's Nest Lane | CL&P | CL&P | monopole | 87 | 87 | 582 | nine-foot whip antenna |  | cabinets on pole
Petition No. 1325 | Danbury | Crow's Nest Lane | CL&P | CL&P | monopole | 87 | 87 | 582 | 19-foot whip antenna | 11x16 shelter | electric transmission structure #9950 and base equipment enclosed within 12-foot high fence. | propane generator | 20kW & 500 g propane tank | no
| Danbury | Moses Mountain | SNET/SCLP | SNET/SCLP | self-support lattice | 58.86 | 65 | 978 | 1-paging antenna |  | 1-paging antenna
| Danbury | Moses Mountain | SNET/SCLP | SNET/SCLP | self-support lattice | 63.79 | 65 | 978 | Directional panel antennas , Approx. 4' |  | Increase channels, change antenna type
| Danbury | Moses Mountain | SNET/SCLP/DPS | SNET/SCLP | self-support lattice | 52 | 65 | 978 | 4-13' whips, 1-8' dish, 1-6'dish |  | Install 4-13' whips (52'), 1-8' dish (57'), 1-6'dish(47'), remove two unused SNET dishes
| Danbury | Moses Mountain | SNET/SCLP/WRNN TV | SNET/SCLP | self-support lattice | 50 | 65 | 978 | 1-SCALA PR-TV 57/75 receive antennas |  | Add 1-SCALA PR-TV 57/75 receive antennas and remove two dishes at the 55' level
| Danbury | Moses Mountain | SNET/SCLP/Personal Vision | SNET/SCLP | self-support lattice | 53 | 65 | 978 | 2-4' parabolic, 1-rotor antenna |  | Add 2-4' parabolic(58' and 53' respectively, 1-rotor antenna (shelter roof)
| Danbury | Moses Mountain | WRNN | SNET | self-support lattice | 50 | 65 | 978 | 12'x3' directional aperture antenna |  | relay to WRNN studio in Kingston, NY
| Danbury | Moses Mountain | Destineer/Skytel | SNET | self-support lattice | 50 | 65 | 978 | 1-9' omni whip |  | added 75 meter satellite dish and gps ant. on roof of shelter
| Danbury | Moses Mountain | SNET/Destineer | SNET/SCLP | self-support lattice | 45 | 65 | 978 | 1-receive-only 10' whip |  | Share equipment building
| Danbury | Moses Mountain | SNET/Bell South Wireless | SNET/SCLP | self-support lattice | 70.5 | 65 | 978 | 1-Antel BCD 87010 antenna | cabinets
| Danbury | Moses Mountain | SNET/Pagenet | SNET/SCLP | self-support lattice | 54 | 65 | 978 | 3-whips, | cabinets | 2-Andrews PG1DOF0093, 1- Andrews PG1DOF0093
| Danbury | Moses Mountain | Verizon | SNET/SCLP | self-support lattice | 70 | 65 | 978 | 8-Swedcom ALP-E-6014 panel antennas | 12x30
| Danbury | Moses Mountain | Marcus Communications | SNET/SCLP | self-support lattice | 65 | 65 | 978 | 1 receiver only whip antenna @ 65', 2 transmit whip antennas @ 65', 3' dish @ 49'
| Danbury | Moses Mountain | Cingular | SNET/SCLP | self-support lattice |  | 65 | 978 | upgrade for GSM service
| Danbury | Moses Mountain | Verizon | SNET/SCLP | self-support lattice | 69 | 65 | 978 | replace 4 cellular antennas with 4 PCS antennas
| Danbury | Moses Mountain | Verizon | SNET/SCLP | self-support lattice | 69 | 65 | 978 | replace 8 existing antennas with 4 new cellular, 4 PCS, and 2 LTE antennas
| Danbury | Moses Mountain | AT&T | AT&T | self-support lattice | 68 | 65 | 978 | add 3 LTE antennas to 6 existing antennas
| Danbury | Moses Mountain | Verizon | AT&T | self-support lattice | 69 | 65 | 978 | replace 4 of 10 existing antennas with 2 new 1900 MHz CDMA and 2 new 2100 MHz LTE antennas
| Danbury | Moses Mountain | Verizon | AT&T | self-support lattice | 69 | 65 | 978 | replace 6 existing antennas with 2 new 700 MHz, 2 new 1900 MHz, and 2 new 2100 MHz antennas |  | install four new diplexers, two new RRHs, one antenna cable
| Danbury | Moses Mountain | AT&T | AT&T | self-support lattice | 68 | 65 | 978 | replace 3 ant w/ 3 700/1900 MHz; add 3 RRHs
| Danbury | Moses Mountain | AT&T | AT&T | self-support lattice | 68 | 65 | 978 | relocate 3 antennas; replace 3 antennnas w 3 x 700/850/1900/2100 MHz antennas; replace 6RRUs & install 6 new RRUs
Petition No. 610 | Danbury | Shelter Rock Road | Nextel | CL&P | utility pole | 113 | 104 | 430 | 12 panel antennas | 12x20 | install 114' power mount on 104' transmission line tower - no longer in service
Petition No. 1356 | Danbury | White Street | T-Mobile | T-Mobile | rooftop monopoleounted | 65 | 60 |  | install 3x2100 MHz & 3x 1900 MHZ 7 3 x2100/600/700 MHz antennas 7 1 MW dish, add 9 rru's
Docket No. 155 | Darien | Ledge Road | BAM | BAM | monopole | 98 | 100 | 76 | 2-15' omni whips, 6-4' panels | 14x40
| Darien | Ledge Road | BAM/SCLP | BAM | monopole | 86 | 100 | 76 | 12-panel | 14' x 14' | Install 12-ALP-110 11-N and lease equipment building
| Darien | Ledge Road | BAM | BAM | monopole | 100 | 100 | 76 | 14-AIP-9212 |  | Replace Antennas
| Darien | Ledge Road | BAM | BAM | monopole | 98 | 100 | 76 | GPS |  | Install GPS receive only
| Darien | Ledge Road | BAM/Nextel | BAM | monopole | 73 | 100 | 76 | 9-43" ALP-E 9011 | 9x11
| Darien | Ledge Road | BAM | [7 empty] | Transfer of Certificate from BAM to Crown Atlantic Co LLC
| Darien | Ledge Road | BAM/Sprint | BAM | monopole | 70 | 100 | 76 | 3-panels, EMS RR65-18-00p
| Darien | Ledge Road | Cingular | BAM | monopole | 86 | 100 | 76 | upgrade for GSM service
| Darien | Ledge Road | Verizon | BAM | monopole | 102 | 100 | 76 | replace 6 cellular antennas with 6 PCS antennas
| Darien | Ledge Road | New Cingular | Crown Castle | monopole | 89 | 100 | 76 | remove 9 existing cellular antennas, install 6 dual band antennas
Petition No. 791 | Darien | Ledge Road | T-Mobile | Crown Castle | monopole | 110 | 110 | 76 | add 3 flush-mounted antennas at top of extended tower |  | extend existing tower 10 feet
Petition No. 803 | Darien | Ledge Road | Sprint PCS | Crown Castle | monopole | 120 | 120 | 76 | add 3 flush-mounted antennas at top of extended tower |  | extend existing tower an additional 10 feet to 120 feet total height (123' to antenna tops)
| Darien | Ledge Road | Sprint/Nextel | Crown Castle | monopole | 120 | 120 | 76 | replace 3 iDEN antennas with 3 WiMAX antennas |  | install new pad for WiMAX equipment, GPS antenna
| Darien | Ledge Road | MetroPCS | Crown Castle | monopole | 81.5 | 120 | 76 | install 3 panel antennas | pad | expand compound 20x29.5 feet for concrete equip. pad
| Darien | Ledge Road | T-Mobile | Crown Castle | monopole | 110 | 120 | 76 | replace 3 existing TMAs with 3 new ones | pad | UMTS upgrade
| Darien | Ledge Road | Clearwire | Crown Castle | monopole | 73 | 120 | 76 | install 3 WiMAX antennas, 3 radioheads, 3 microwave dishes | pad
| Darien | Ledge Road | Verizon | Crown Castle | monopole | 102 | 120 | 76 | replace 12 existing antennas with 6 new cellular, 3 new PCS, and 3 new 700 MHz antennas
| Darien | Ledge Road | Sprint | Crown Castle | monopole | 120 | 120 | 76 | add 3 TMAs to 3 existing antennas; remove 3 antennas @ 68'
| Darien | Ledge Road | AT&T | Crown Castle | monopole | 88 | 120 | 76 | add 3 antennas and 6 RRHs to existing 6 antennas and 12 TMAs
| Darien | Ledge Road | T-Mobile | Crown Castle | monopole | 110 | 120 | 76 | replace 3 GSM/UMTS antennas with 3 multi-band antennas |  | 4G/LTE upgrade
| Darien | Ledge Road | Sprint | Crown Castle | monopole | 117 | 120 | 76 | replace 3 CDMA antennas with 3 dual-band antennas |  | 4G/LTE upgrade
| Darien | Ledge Road | AT&T | Crown Castle | monopole |  | 120 | 76 |  |  | install 50 kW diesel generator for backup power | diesel generator | 250-gallon tank
| Darien | Ledge Road | Verizon | Crown Castle | monopole | 100 | 120 | 76 | add 3 AWS antennas to12 existing antennas
| Darien | Ledge Road | Verizon | Crown Castle | monopole | 100 | 120 | 76 | replace 9 ant wth 3 700 MHz, 3 1900 MHz, 3 2100 MHz. Replace 3 RRHs, add 6 RRHs
| Darien | Ledge Road | T-Mobile | Crown Castle | monopole | 110 | 117 | 76 | install 3 700 MHz antennas |  | replace flush mount with t-arm mount
| Darien | Ledge Road | AT&T | Crown Castle | monopole | 89 | 117 | 76 | replace 3 antennas with 3 850/2300 MHz antennas
| Darien | Ledge Road | AT&T | Crown Castle | monopole | 89 | 117 | 76 | replace 2 triplexers
| Darien | Ledge Road | AT&T | Crown Castle | monopole | 89 | 117 | 76 | replace 3 ant w/ new; replace 3 RRHs w/ new; add 6 triplexers
| Darien | Ledge Road | Sprint | Crown Castle | monopole | 118 | 117 | 76 | install 3 2500 MHz ant; add 3 RRHs
| Darien | Ledge Road | AT&T | Crown Castle | monopole | 89 | 117 | 76 | relocate 3 rru's & install 3 new rru's | replace 5 rru's at Grade
| Darien | Ledge Road | T-Mobile | Crown Castle | monopole | 110 | 117 | 76 | replace 3 antennas w 3 x 1900/2100 MHz & install 3 x 600/700 MHz antennas; replace 3 ru's
Petition No. 1358 | Darien | Goodwives River Road | Verizon | Eversource | utility pole | 37 | 34 | 71 | install one canister antenna 2100MHz, add 1 rru
Petition No. 420 | Darien | Mechanic Street | Omni | CL&P | monopole | 103 | 95 |  | 3-EMS RR 90-17-02DP |  | Extension pipe on CL&P structure 1068
| Darien | Mechanic Street | VoiceStream | NU | monopole | 125 | 115 |  | 6 panel - Racal 8265T72-R0 | 9x12 pad | Replace existing equipment 13.83' pipe mast NU structure 1068 extend fence
| Darien | Mechanic Street | T-Mobile | NU | monopole | 125 |  |  | E911 upgrade
| Darien | Mechanic Street | T-Mobile | NU | monopole | 120 |  |  | replace 3 existing antennas and 6 TMAs with 3 new antennas and 3 TMAs |  | UMTS upgrade; replace pipe mast extension with new one
| Darien | Mechanic Street | T-Mobile | Eversource | monopole | 120 | 115 |  | replace 3 ant w/ 3 700/1900/2100 MHz ant; add 6 ground-mounted RRHs
| Darien | Mechanic Street | T-Mobile | Eversource | monopole | 120 | 115 |  | replace existing pipr mast and replace 3 antennas w 3 x 600/700/1900/2100 MHz antennas; replace 3 rru's
Petiton No. 1299 | Darien | Boston Post Road | Verizon | The Fidelity Building Co | rooftop | 43 | 38.5 | 55.5 | total of 6 antennas and 6 RRHs | in basement | install 2 separate antenna masts on rooftop of commercial building | diesel generator | 20-kW
Petition No. 397 | Darien | Noroton Heights Railroad Station | Omni | CL&P | self-support lattice | 11.4 | 105 |  | 72"x16" diameter canister antennas | 12x8 pad | CL&P structure #1041
| Darien | Noroton Heights Railroad Station | T-Mobile | CL&P | self-support lattice |  | 90 |  | E911 upgrade
Petition No. 529 | Darien | Noroton Heights Railroad Station | AT&T Wireless | CL&P | self-support lattice | 102 | 90 |  | 3 panel | cabinet | CL&P structure 1180 lattice extension
| Darien | Noroton Heights Railroad Station | AT&T Wireless | CL&P | self-support lattice | 110 | 113 |  | 3 panel | cabinets | replace existing lattice structure 1180 with new monopole
| Darien | Noroton Heights Railroad Station | Cingular | CL&P | self-support lattice | 85 | 90 |  | remove 3 existing antennas; replace with 3 new antennas and 6 TMAs |  | UMTS upgrade
| Darien | Noroton Heights Railroad Station | AT&T | CL&P | self-support lattice | 85 | 90 |  | add 3 LTE antennas to 3 existing GSM/UMTs antennas
| Darien | Noroton Heights Railroad Station | AT&T | Eversource | self-support lattice | 85 | 90 |  | replace 3 antennas w/ new
Petition No. 474 | Darien | West Avenue | AT&T Wireless | CL&P | monopole | 110 | 95 |  | 6-panel antennas | 12'x20'
| Darien | West Avenue | AT&T Wireless | CL&P | [6 empty] | Install new equipment within existing shelter
| Darien | West Avenue | AT&T Wireless | CL&P |  |  |  |  | add GPS antenna for E911
| Deep River | Pent Road | AT&T | VoiceStream | monopole | 160 | 180 |  | add 6 Allgon 7250.03 panel antennas |  | up to 4 equipment cabinets on existing foundation; VoiceStream on @ 180'
| Deep River | Pent Road | Verizon | VoiceStream | monopole | 170 | 180 |  | add 12 panel antennas | 12x30
| Deep River | Pent Road | Pocket (now MetroPCS) | VoiceStream | monopole | 150 | 180 |  | flush mount 3 antennas
| Deep River | Pent Road | Cingular | VoiceStream | monopole | 160 | 180 |  | remove 3 existing antennas; install 6 Powerwave 7770 antennas, 6 TMAs, 6 diplexers |  | add one outdoor cabinet for UMTS
| Deep River | Pent Road | Verizon | VoiceStream (T-Mobile) | monopole | 170 | 180 |  | replace 12 existing antennas with 6 cellular, 3 PCS, and 3 LTE antennas
| Deep River | Pent Road | AT&T | VoiceStream (T-Mobile) | monopole | 160 | 180 |  | add 3 multi-band antennas to 6 GSM/UMTS antennas |  | 4G/LTE upgrade
| Deep River | Pent Road | AT&T | VoiceStream (T-Mobile) | monopole |  | 180 |  |  |  | install 50 kW diesel generator for backup power
| Deep River | Pent Road | T-Mobile | VoiceStream (T-Mobile) | monopole | 177 | 180 |  | add 3 new multi-band antennas to 6 existing antennas
| Deep River | Pent Road | Verizon | Crown Castle | monopole | 170 | 180 |  | replace 9 ant. w/ 3 850 MHz, 3 1900 MHz, 3 2100 MHz, add 6 RRHs
| Deep River | Pent Road | AT&T | Crown Castle | monopole | 160 | 180 |  | replace 3 antennas w/ 3 1900/2300 MHz antennas; add 6 RRHs
| Deep River | Pent Road | AT&T | Crown Castle | monopole | [6 empty] | diesel generator | 30-kilowatt | no
| Deep River | Winthrop Road | VoiceStream | Nextel | monopole | 160 | 180 |  | 6-EMS antennas | cabinet | Nextel on tower @ 178'
| Deep River | Winthrop Road | Sprint PCS | Nextel | monopole | 167 | 180 |  | 9-Panel antennas; 1 GPS antenna @ 15'
| Deep River | Winthrop Road | AT&T | Nextel | monopole | 150 | 180 |  | add 6 Allgon 7250.03 panel antennas |  | up to 4 equipment cabinets on concrete pad
| Deep River | Winthrop Road | T-Mobile | Nextel | monopole | 160 | 180 |  | E911 upgrade
| Deep River | Winthrop Road | Cingular | Nextel | monopole | 150 | 180 |  | remove 3 antennas; install 6 Powerwave 7770 antennas, 6 TMAs, 6 diplexers
| Deep River | Winthrop Road | AT&T | TowerCo | monopole | 150 | 180 |  | add 3 LTE antennas to 6 existing GSM/UMTS antennas
| Deep River | Winthrop Road | Verizon | SBA Towers | monopole | 178 | 180 |  | install 12 panel antennas | 10x20 |  | propane generator
| Deep River | Winthrop Road | AT&T | SBA Towers | monopole | 150 | 180 |  | replace 3 antennas w/ 3 1900 MHz antennas; add 3 RRHs
| Deep River | Winthrop Road | Sprint | SBA Towers | monopole | 166 | 180 |  | replace 6 antennas w 3x850/1900 & 3x2500 MHz; 12 RRU
| Deep River | Winthrop Road | Verizon | SBA Towers | monopole | 178 | 180 |  | remove 3 antennas; replace 6 antennas w 3 x700/850/2100 MHz & 3 x 700/850/1900 MHz antennas; add 3 rrus |  | replace antenna mount
Docket No. 307 | Derby | Pleasant View Road | T-Mobile | Gridcom | monopole | 120 | 120 | 366 | install 3 panel antennas | pad | tower designed as a flagpole-antennas mounted internally
| Derby | Pleasant View Road | Verizon | Gridcom | monopole | 107 | 120 | 366 | install 3 panel antennas | 12x30
| Derby | Pleasant View Road | Pocket (now MetroPCS) | Gridcom | monopole | 97 | 120 | 366 | flush mount 3 antennas
| Derby | Pleasant View Road | n/a | SBA Towers | monopole | n/a | 120 | 366 | n/a |  | Transfer Certificate from Tower Ventures/National Grid/Lightower
| Derby | Pleasant View Road | T-Mobile | SBA Towers | monopole | 114 | 120 | 366 | add six panel antennas |  | UMTS upgrade
| Derby | Pleasant View Road | Clearwire | SBA Towers | monopole | 84 | 120 | 366 | install 3 panel antennas and 3 microwave dishes
| Derby | Pleasant View Road | Verizon | SBA Towers | monopole | 107 | 120 | 366 | replace 3 existing antennas with 3 dual band antennas
| Derby | Pleasant View Road | Verizon | SBA Towers | monopole | 107 | 120 | 366 | replace 3 antennas w/ 3 700/850/1900/2100 MHz antennas
| Derby | Pleasant View Road | Sprint | SBA | monopole | 87 | 120 | 366 | replace 3 antennas w/ 3 850/1900/2500 MHz antennas |  | add 9 RRHs to ground equipment
Petition No. 541 | Derby | Cottage Street | UI | town | monopole | 75 | 65 |  | 1 cell master unit - 10 foot antenna | cabinet | antenna mounted to 10 foot pipe mount
Docket No. 254 | Durham | R Creamery Road | Sprint | Sprint | monopole | 100 | 100 | 462 | flush-mounted antennas at top of tower | pad
| Durham | R Creamery Road |  | TowerCo, LLC | monopole |  | 100 | 462 |  |  | Transfer of Certificate from Sprint
Petiton No. 1092 | Durham | R Creamery Road | Verizon | SBA Towers | monopole | 110 | 110 | 462 | install 9 cluster-mounted antenans | 12x30 | Petition 1092 raises tower by 10 feet for Verizon | diesel generator
| Durham | R Creamery Road | Verizon | SBA Towers | monopole | 109 | 110 | 462 | replace 9 ant w/ 3 700/1900 MHz, 3 850 MHz, 3 2100 MHz; replace 6 RRHs, add 3 RRHs
| Durham | R Creamery Road | Sprint | SBA Towers | monopole | 96 | 110 | 462 | install 3 850/1900/2500 MHz antennas and 9 RRHs; remove 3 antennas
Docket No. 161 | Durham | R Old Blue Hills Road | BAM | BAM | monopole | 98 | 100 | 515 | 2-15' whips, 6-4' panels | 14x40
| Durham | R Old Blue Hills Road | BAM | BAM | monopole | 100 | 100 | 515 | 12-AIP-9212 |  | Replace Antennas
| Durham | R Old Blue Hills Road | BAM | BAM | monopole | 110 | 100 | 515 | 1-GPS |  | Install GPS receive and concrete pad for generator
| Durham | R Old Blue Hills Road | BAM/Sprint | BAM | monopole | 87 | 100 | 515 | 9-5' panel, 1-GPS at 40' | 9' x 15' | Install 6-5' panel DB980H90 antennas, 3-DB980H65, 1-GPS receive only, and 6 equipment cabinets
| Durham | R Old Blue Hills Road | BAM | [7 empty] | Transfer of Certificate from BAM to Crown Atlantic Company LLC
| Durham | R Old Blue Hills Road | Nextel | BAM | monopole | 112 | 100 | 515 | 3-whips, DB-809 | 7x11
| Durham | R Old Blue Hills Road | AT&T | Crown Castle | monopole | 75 | 100 | 515 | 6 Allgon 7250.02 panel antennas, relocate and consolidate town antennas | pad | up to four equipment cabinets on concrete pad
Petition No. 697 | Durham | R Old Blue Hills Road | Nextel | Crown Castle | monopole | 115 | 120 | 515 | install 12 panel antennas |  | petition to raise tower from 100' to 120', remove existing whip antenna, and install panel ants
| Durham | R Old Blue Hills Road | Verizon | Crown Castle | monopole | 100 | 120 | 515 | remove existing cellular and install 6 PCS antennas
| Durham | R Old Blue Hills Road | Cingular | Crown Castle | monopole | 73 | 120 | 515 | remove 3 existing antennas; install 3 new antennas, 6 TMAs, 6 diplexers
| Durham | R Old Blue Hills Road | Verizon | Crown Castle | monopole | 98 | 120 | 515 | replace 6 existing cellular antennas with 6 new cellular antennas
| Durham | R Old Blue Hills Road | Cingular | Crown Castle | monopole |  | 120 | 515 |  |  | replace one existing equipment cabinet with UMTS cabinet
| Durham | R Old Blue Hills Road | Verizon | Crown Castle | monopole | 100 | 120 | 515 | replace 6 of 12 existing antennas with 6 PCS and 3 LTE antennas
| Durham | R Old Blue Hills Road | AT&T | Crown Castle | monopole | 74 | 120 | 515 | add 3 LTE antennas to 6 existing antennas
| Durham | R Old Blue Hills Road | Sprint | Crown Castle | monopole |  | 120 | 515 |  |  | install 1 RRH cabinet and 1 fiber junction box
| Durham | R Old Blue Hills Road | AT&T | Crown Castle | monopole | 74 | 120 | 515 | install 3 previously approved RRHs
| Durham | R Old Blue Hills Road | Verizon | Crown Castle | monopole | 100 | 120 | 515 | replace 9 of 12 existing antennas with 3 700 MHz antennas, 3 1900 MHz antennas, and 3 2100 MHz antennas
| Durham | R Old Blue Hills Road | Verizon | Crown Castle | monopole | 100 | 120 | 515 | remove 10 ant., install 3 700/1900 MHz, 3 2100 MHz, 1 850 MHz ant; replace 3 RRHs, add 3 RRHs
| Durham | R Old Blue Hills Road | AT&T | Crown Castle | monopole | 74 | 120 | 515 | replace 3 RRUs with 3 new RRUs, replace 6 diplexers with 6 new diplexers and install 12 switches
| Durham | R Old Blue Hills Road | AT&T | Crown Castle | monopole | 74 | 120 | 515 | install 6 antennas, 3 RRHs and relocate 3 RRHs
| Durham | R Old Blue Hills Road | AT&T | Crown Castle | monopole | 116 | 120 | 515 | install 3 2300 MHz antennas; replace 3 RRHs, add 3 RRHs
| Durham | R Old Blue Hills Road | T-Mobile | Crown Castle | monopole | 73 | 120 | 515 | install 1 13 GHz dish antenna, 3 600/700 MHz, 6 1900/2100 MHz antennas; 3 RRHs & 3 TMAs | 2 cabinets |  | diesel generator | 15-kW
| Durham | R Old Blue Hills Road | Sprint | Crown Castle | monopole | 87 | 120 | 515 | replace 6 antennas w 3x850/1900MHz & 3 x2500MHz antennas; add 9 rru's
| Durham | R Old Blue Hills Road | Verizon | Crown Castle | monopole | 100 | 120 | 515 | install 3 rru's & 3 diplexers | install 3 diplexers
| Durham | R Old Blue Hills Road | AT&T | Crown Castle | monopole | 116 | 120 | 515 | replace 3 antennas w 3 x 700/850/1900 MHz antennas & install 3 x 2100 MHz antennas; add 3 x rru's
| Durham | R Old Blue Hills Road | AT&T | Crown Castle | monopole | [6 empty] | diesel generator | 20-kilowatt | no
Petition No. 1117 | Durham | Town House Road | Verizon | Verizon | monopole | 29 | 30 | 156 | install 2 antennas on "small cell" facility
| Durham | Town House Road | Verizon | Verizon | monopole | 29 | 30 | 156 | replace 2 ant w/ 2 700/2100 MHz ant; replace 2 RRHs, add 2 RRHs
| Durham | Town House Road | Verizon | Durham Agricultural Fair Association | monopole | 27 | 30 | 156 | install 2 new Rru
| East Granby | Newgate Road | BAM | CT, State of | monopole | 78 | 83 |  | 12 Swedcom | 12' x 25' | FAA approach light structure to Bradley Airport; Install 12-Swedcom antennas and a prefab concrete building
| East Granby | Newgate Road | BAM | CT, State of | monopole | 80 | 83 |  | 8-ALP 9212, 4-ALP 9209 |  | Replace Antennas
| East Granby | Newgate Road | Verizon |  | monopole | 74 | 75 |  | 3 metawave 155-0007 |  | Replacement of 12 panel
| East Granby | Newgate Road | Verizon | ConnDOT | monopole | 75 | 75 |  | remove 3 metawave antennas and replace with 6 cellular and 6 PCS antennas
| East Granby | Newgate Road | Verizon | ConnDOT | monopole | 75 | 75 |  | replace 8 of 12 existing antennas with 2 cellular, 3 PCS, and 3 LTE antennas
| East Granby | Newgate Road | Verizon | ConnDOT | monopole | 75 | 75 |  | replace 12 ant. w/ 3 700 MHz, 3 850 MHz, 3 1900 MHz, 3 2100 MHz
| East Granby | Newgate Road | Sprint | ConnDOT | monopole | 80 | 83 |  | replace 6 antennas w 3x850/1900 & 3x2500 MHz; 9 RRU
| East Granby | Floydville Road | AT&T | SBA Towers | monopole | 89 | 120 | 180 | 6 Allgon 7250.02 panel antennas | conc. Pad
| East Granby | Floydville Road | VoiceStream | SBA Towers | monopole | 107 | 120 | 180 | add 12 EMS RR90-17-02DP antennas |  | install 1 Nortel S8000 BTS cabinet on existing 10x20 concrete pad
| East Granby | Floydville Road | Verizon | SBA Towers | monopole | 118 | 120 | 180 | add 12 Antel RWA-80013 panel antennas | 12x30
| East Granby | Floydville Road | Verizon | SBA Towers | monopole | 118 | 120 | 180 | replace 6 cellular with 6 PCS antennas
| East Granby | Floydville Road | Pocket (now MetroPCS) | SBA Towers | monopole | 97 | 120 | 180 | flush mount 3 antennas
| East Granby | Floydville Road | Cingular | SBA Towers | monopole | 89 | 120 | 180 | replace 3 existing antennas with 6 new antennas, 6 TMAs, and 6 diplexers |  | UMTS upgrade
| East Granby | Floydville Road | Verizon | SBA Towers | monopole | 117 | 120 | 180 | replace 12 existing antennas with 6 cellular, 6 PCS, and 3 LTE antennas
| East Granby | Floydville Road | AT&T | SBA Towers | monopole | 89 | 120 | 180 | add 3 LTE antennas to 6 existing GSM/UMTS antennas
| East Granby | Floydville Road | Verizon | SBA Towers | monopole | 117 | 120 | 180 | replace 1 of 12 antennas with 1 new LTE antenna
| East Granby | Floydville Road | Verizon | SBA Towers | monopole | 117 | 120 | 180 | replace 9 antennas with 3 700 MHz antennas, 3 1900 MHz antennas, and 3 2100 MHz antennas, install 6 RRHs
| East Granby | Floydville Road | AT&T | SBA Towers | monopole | 89 | 120 | 180 | replace 6 antennas w 3x1900 MHz & 3x 700/850/2100 MHz antennas; add 3 rru's
| East Granby | Floydville Road | AT&T | SBA Towers | monopole | 107 | 120 | 180 | replace 3 antennas w 3 x 600/700/1900/2100MHz antennas; add 3 rru's
| East Granby | South Main Street | AT&T | Sprint | monopole | 77 | 97 |  | 6 panel ( Allgon 7250) | cabinets | Sprint on tower @ 97'
| East Granby | South Main Street | T-Mobile | Sprint | monopole | 87 | 97 |  | add 9 EMS RR90-17-02DP antennas | cabinets | 3 Nortel S8000 equipments on concrete pad
| East Granby | South Main Street | Cingular | Sprint | monopole | 77 | 97 |  | replace 6 existing antennas, 6 TMAs with 6 new antennas, 6 TMAs, 6 diplexers |  | UMTS upgrade
| East Granby | South Main Street | Verizon | Sprint | monopole | 67 | 97 |  | install 6 cellular, 3 PCS, and 3 700 MHz antennas | 12x30 | use propane generator | propane generator
Petition No. 1004 | East Granby | South Main Street | MetroPCS | Sprint | monopole | 82 | 97 |  | install 6 antennas |  | expand compound 10'x16' to accommodate ground equipment
| East Granby | South Main Street | AT&T | Crown Castle | monopole | 76 | 97 |  | add 3 LTE antennas to 6 existing antennas
| East Granby | South Main Street | Verizon | Crown Castle | monopole | 67 | 97 |  | replace 3 of 12 existing antennas with 3 new PCS antennas
| East Granby | South Main Street | Sprint | Crown Castle | monopole | n/a | 97 |  | n/a |  | install 1 RRH cabinet and 1 fiber junction box
| East Granby | South Main Street | T-Mobile | Crown Castle | monopole | 90 | 98 |  | install 3 700 and 3 1900/2100 MHz antennas |  |  | BBU
| East Granby | South Main Street | Verizon | Crown Castle | monopole | 67 | 98 |  | replace 6 antennas w/ 3 700 MHz, 3 2100 MHz; add 6 RRHs
| East Granby | South Main Street | AT&T | Crown Castle | monopole | 77 | 98 |  | replace 3 antennas w 3 x 1900/2300 MHz antennas ; add 6 RRU's
| East Granby | South Main Street | T-Mobile | Crown Castle | monopole | 90 | 98 |  | replace 3 antennas with 3 x 600/700 MHz antennas; add 3 rru's
| East Granby | South Main Street | T-Mobile | Crown Castle | monopole | 90 | 98 |  | replace 6 antennas w 3x800/1900 MHz antenna & 3 x 2500 MHz antennas, add 9 rru's
| East Granby | Memorial Drive | Nextel | Town of East Granby | self-support lattice | 84 | 80 |  | 3-14'x3" whip antennas | 7x11 | town antennas on at various heights
| East Granby | Newgate Road | Sprint | DOT | monopole | 81 | 87.8 |  | 9-panels, 1gps |  | FAA approach light structure to Bradley Airport; 9 Allgon7184.05 gps at 50'
Docket No. 366 | East Granby | South Grand Street | Continental Cablevision | Continental Cablevision | self-support lattice | 20 | 20 | 250 | 1-10' dish | 8'x10'
Docket No. 76 | East Haddam | Parker Road | Century Cable Manag. Crp | Century Cable Mgmt | guyed-lattice |  | . | 590 | 1- 5 meter dish, 20 tv+fm ants | 20x20x10 | Certificate issued by Council
| East Haddam | Parker Road | SNET/SCLP | Century Cable Mgmt | guyed-lattice | 185 | 300 | 590 | 6-antennas |  | Add 6-antennas
| East Haddam | Parker Road | SNET/SCLP | Century Cable Mgmt | guyed-lattice | 194.26 | 300 | 590 | 1-paging service antenna |  | Add 1-paging service antenna
| East Haddam | Parker Road | Cingular | Century Cable Mgmt | guyed-lattice | 188 | 300 | 590 | replace existing with 9 DUO1417-8686-4-0 antennas, 6 tower mount amplifiers
| East Haddam | Parker Road | Cingular | Century Cable Mgmt | guyed-lattice | 188 | 300 | 590 | use heavier coaxial cable than previously approved
| East Haddam | Parker Road | Cingular | Century Cable Mgmt | guyed-lattice | 185 | 300 | 590 | remove 9 existing antennas and 6 TMAs; install 6 new antennas, 6 TMAs, 6 diplexers
| East Haddam | Parker Road | AT&T | CTI Towers | guyed-lattice | 185 | 300 | 590 | add 3 multi-band antennas to 6 GSM/UMTS antennas |  | 4G/LTE upgrade
| East Haddam | Parker Road |  | CTI Tower Assets III, LLC | guyed-lattice |  | 300 |  |  |  | Transfer Certificate
| East Haddam | Parker Road | AT&T | CTI Tower Assets III, LLC | guyed-lattice | 185 | 300 | 590 | replace 6 antennas with 3 x 700/850/2100 MHz & 3 x 1900 Mhz antennas; add 3 rru's
Petition No. 587 | East Haddam | Honey Hill Road | Sprint | American Tower | monopole | 140 | 150 | 488 | install 12 panel antennas |  | cabinets on concrete pad; Nextel approved @ 150' by East Haddam P&Z
| East Haddam | Honey Hill Road | AT&T | American Tower | monopole | 120 | 150 | 488 | install 6 Allgon 7250.03 panel antennas |  | up to four equipment cabinets on concrete pad
| East Haddam | Honey Hill Road | Verizon | American Tower | monopole | 130 | 150 | 488 | replace 6 cellular with 6 PCS antennas
| East Haddam | Honey Hill Road | Cingular | American Tower | monopole | 120 | 150 | 488 | remove 3 antennas; replace with 6 antennas, 6 TMAs, 6 diplexers
| East Haddam | Honey Hill Road | Cingular | American Tower | monopole |  | 150 | 488 |  |  | change equipment cabinets
| East Haddam | Honey Hill Road | Verizon | American Tower | monopole | 130 | 150 | 488 | replace 12 existing antennas with 6 cellular, 3 PCS, and 3 LTE antennas
| East Haddam | Honey Hill Road | AT&T | American Tower | monopole | 120 | 150 | 488 | add 3 mulit-band antennas for LTE to 6 GSM/UMTS antennas
| East Haddam | Honey Hill Road | Verizon | American Tower | monopole | 130 | 150 | 488 | replace 3 of 12 existing antennas with 3 new LTE antennas
| East Haddam | Honey Hill Road | Verizon | American Tower | monopole | 130 | 150 | 488 | replace 6 ant w/ 3 700 MHz & 3 2100 MHz;
| East Haddam | Honey Hill Road | Sprint | American Tower | monopole | 140 | 150 | 488 | replace 6 antennas w 3x850/1900 & 3x2500 MHz; 12 RRU
| East Haddam | Honey Hill Road | AT&T | American Tower | monopole | 120 | 150 | 448 | replace 4 antennas w 3x 850/1900 MHz & 1 x 700 MHz antennas; add 3 rru's
Docket No. 255 | East Haddam | Trowbridge Road | AT&T | Message Center Mgmt | monopole | 175 | 175 | 402 | three flush-mounted Allgon 7250.03 antennas | pad
| East Haddam | Trowbridge Road | New Cingular | Message Center Mgmt | monopole | 170 | 175 | 402 | install 6 panel antennas | 12x20 | New Cingular antennas on in place of AT&T antennas
| East Haddam | Trowbridge Road | AT&T | Message Center Mgmt | monopole | 167 | 175 | 402 | add 3 multi-band antennas to 6 existing GSM/UMTS antennas |  | 4G/LTE upgrade
| East Haddam | Trowbridge Road |  | MCM Acquisition 2017 LLC | monopole |  | 175 | 402 |  |  | Transfer Certificate
| East Haddam | Trowbridge Road | T-Mobile | SBA | monopole | 150 | 175 | 402 | install 4 600/700 MHz, 8 1900/2100 MHz antennas, 2 microwave dishes and 12 RRHs | 3 cabinets | tower share | propane generator | 7.5 kW
| East Haddam | Trowbridge Road | AT&T | SBA | monopole | 167 | 175 | 402 | replace 3 antennas with 3 x850/1900 MHz antennas; add 3 rru's
Petition No. 1130 | East Haddam | Mount Parnassus Road |  | DESPP | self-support lattice |  | 120 | 593 |  |  | replace existing 120' monopole with 120' lattice tower; DESPP, DOT, Town of East Haddam on tower at various heights | propane generator |  | shared
Docket No. 395B | East Haddam | Ed Williams Road | AT&T | AT&T | monopole | 157 | 160 | 476 | install six panel antennas | 12x20 |  | diesel generator
| East Haddam | Ed Williams Road | AT&T | AT&T | monopole | 157 | 160 | 476 | replace 3 of 9 antennas with 3 multi-band antennas |  | 4G/LTE upgrade
Petition No. 637 | East Haddam | Neptune Avenue | AT&T | American Legion | monopole | 90 | 90 | 108 | 6 Allgon 7250.02 panel antennas | pad | antennas mounted on top of ballfield light pole; lights at 70', extra 20' of height for antennas
| East Haddam | Neptune Avenue | Cingular | American Legion | monopole | 90 | 90 | 108 | remove 3 existing antennas; install 3 new antennas, 6 TMAs |  | UMTS upgrade
| East Haddam | Neptune Avenue | AT&T | American Legion | monopole | 88 | 90 | 108 | add 3 multi-band antennas to 3 GSM/UMTS antennas |  | 4G/LTE upgrade
Petition No. 969 | East Haddam | Neptune Avenue | Verizon | American Legion | monopole | 90 | 90 | 108 | install 15 antennas on platform | 12x24 | replace existing 70' ball field light pole with 90' pole - antennas @ 90', lights @ 70'
| East Haddam | Neptune Avenue | Verizon | American Legion | monopole | 90 | 90 | 108 | install 12 instead of 15 approved antennas: 3 cellular, 3 PCS, 3 AWS, and 3 LTE antennas
Petition No. 581 | East Haddam | Maple Avenue | AT&T | Ballek's Garden Center | silo | 47 | 49 | 343 | attach 6 Allgon 7250.02 panel antennas | conc pad | antennas mounted to top of silos
| East Haddam | Maple Avenue | Cingular | Ballek's Garden Center | silo | 47 | 49 | 343 | remove 3 existing antennas; install 6 new antennas, 6 TMAs, 6 diplexers |  | UMTS upgrade
Docket No. 395A | East Haddam | Haywardville Road | AT&T | AT&T | monopole | 177 | 180 | 416 | install six panel antennas | 12x20 |  | diesel generator
| East Haddam | Haywardville Road | AT&T | AT&T | monopole | 177 | 180 | 416 | replace 3 of 9 exisitng GSM/UMTS antennas with 3 multi-band antennas |  | 4G/LTE upgrade
Docket No. 229 | East Hampton | Public Works Drive | Sprint | Sprint Spectrum | monopole | 180 | 180 | 376.5 | 12 antennas |  | concrete equipment pad
| East Hampton | Public Works Drive | Nextell | Sprint Spectrum | monopole | 157 | 180 | 376.5 | install 12 antennas | 12x20
| East Hampton | Public Works Drive | Cingular | Sprint Spectrum | monopole | 170 | 180 | 376.5 | replace 3 existing antennas with 6 new antennas, 6 TMAs, and 6 diplexers
| East Hampton | Public Works Drive | AT&T | Crown Castle | monopole | 170 | 180 | 376.5 | add 3 LTE antennas to 6 existing antennas
| East Hampton | Public Works Drive | Sprint | Crown Castle | monopole |  | 180 | 376.5 |  |  | install 1 RRH cabinet and 1 fiber junction box
| East Hampton | Public Works Drive | Verizon | Crown Castle | monopole | 160 | 180 | 376.5 | install 12 antennas | 12x20 | EFR 1133. Using Nextel's abandoned shelter | diesel generator
| East Hampton | Public Works Drive | Verizon | Crown Castle | monopole | 157 | 180 | 376.5 | replace 9 RRHs
| East Hampton | Public Works Drive | Sprint | Crown Castle | monopole | 177 | 180 | 376.5 | replace 6 ant w/ 3 800/1900 MHz; add 3 RRHs, 3 diplexers on ground
| East Hampton | Public Works Drive | AT&T | Crown Castle | monopole | 167 | 180 | 376.5 | replace 3 antennas w/ 3 1900/2300 MHz antennas; add 6 RRHs
| East Hampton | Public Works Drive | Sprint | Crown Castle | monopole | 180 | 180 | 376.5 | replace 6 antennas w 3 x850/1900 &3 x2500MHz antennas; add 12 rru's
Docket No. 253 | East Hampton | Young Street | AT&T | AT&T | monopole | 120 | 120 | 482 | up to 12 panel antennas at 120' | pad | up to 4 equipment cabinets on pad
| East Hampton | Young Street | New Cingular | New Cingular | monopole | 120 | 120 | 482 | 6 dual band antennas | 12x20 | transfer of certificate and revision to D&M plan for shelter and different antennas
Petition No. 956 | East Hampton | Young Street | Verizon | New Cingular | monopole | 140 | 140 | 482 | install 12 panel antennas | 12x24 | petition to extend tower 20 feet
| East Hampton | Young Street | AT&T | AT&T | monopole | 119 | 140 | 482 | add 3 multi-band antennas to 6 existing GSM/UMTS antennas |  | 4G/LTE upgrade
| East Hampton | Young Street | Verizon | Crown Castle | monopole | 140 | 140 | 483 | replace existing ant w/ 6 850 MHz, 3 1900 MHz, 3 700/2100 MHz
| East Hampton | Young Street | Verizon | AT&T | monopole | 140 | 140 | 483 | replace 12 antennas w/ 6 850 MHz, 3 700 MHz, 3 2100 MHz antennas; add 9 RRHs
Docket No. 253A | East Hampton | Young Street | Crown Castle | AT&T | monopole | [5 empty] | Council approved Motion to reopen and amend Flush/T-arm mount condition
| East Hampton | Young Street | T-Mobile | AT&T | monopole | 130 | 140 | 483 | install 3x600/700 MHz antennas & 3x 2100 MHz antennas; add 6 rru's | install 1 H-frame & 3 cabinets on conc pad | T-Mobile tower share | diesel generator | 25kW & 220 gallon tank
Petition No. 1252 | East Hampton | East High Street | Eversource | Eversource | self-support lattice | various | 120 |  |  |  | Eversource telecom tower
| East Hampton | Midwood Farm Road | SCLP | Howard McAuliffe, Inc. | self-support lattice | 105 | 120 | 863 | add 3-6'omni whips |  | Tower sharing of 2-way radio tower
| East Hampton | Midwood Farm Road | SNET/SCLP | Howard McAuliffe, Inc. | self-support lattice | 105 | 120 |  | 9-direct panels |  | Replace 3-6' whips with 9-4'ALP-11011 direct panels
| East Hampton | Midwood Farm Road | Cingular | Howard McAuliffe, Inc. | self-support lattice | 103 | 120 |  | replace existing with 3 EMS MB96RR900200 panel antennas, 6 tower mount amplifiers
| East Hampton | East High Street | Verizon | Sprint | monopole | 105 | 120 |  | 12-Decibel antennas; 1 GPS antenna | 12'x30' | 40 KW diesel fueled emergency stand-by generator | diesel generator
| East Hampton | East High Street | AT&T | Sprint Sites | monopole | 85 | 120 |  | add 6 7250.03 panel antennas |  | 2 equipment cabinets on 5x6 concrete pad
| East Hampton | East High Street | Cingular | Sprint Sites | monopole | 95 | 120 |  | add up to 12 CSS DUO4-8670 antennas | pad
| East Hampton | East High Street | Verizon | Sprint Sites | monopole | 105 | 120 |  | replace 6 of 12 cellular antennas with 6 PCS antennas
| East Hampton | East High Street | Nextel | Sprint Sites | monopole | 113 | 120 |  | install 12 panel antennas | 12x20
| East Hampton | East High Street | Cingular/AT&T | Sprint Sites | monopole | 85 | 120 |  | decommission AT&T antennas
| East Hampton | East High Street | Cingular | Sprint Sites | monopole | 95 | 120 |  | replace 12 existing antennas and 6 TMAs with 6 new antennas, 6 TMAs, and 6 diplexers
| East Hampton | East High Street | Verizon | Sprint Sites | monopole | 108 | 120 |  | replace 12 existing antennas with 6 new cellular, 3 new PCS, and 3 new LTE antennas
| East Hampton | East High Street | AT&T | Crown Castle | monopole | 93 | 120 |  | add 3 LTE antennas to 6 existing antennas
| East Hampton | East High Street | Sprint | Crown Castle | monopole | 119 | 120 |  | replace 3 of 6 CDMA antennas and 3 of 6 iDEN antennas with 3 dual-band antennas |  | 4G/LTE upgrade
| East Hampton | East High Street | AT&T | Crown Castle | monopole |  | 120 |  |  |  | install 50 kW diesel generator for backup power | diesel generator
| East Hampton | East High Street | Sprint | Crown Castle | monopole | 119 | 120 |  | add 3 new dual-band antennas to 3 existing dual-band antennas
| East Hampton | East High Street | Verizon | Crown Castle | monopole | 108 | 120 |  | replace 12 antennas w/ 3 700 MHz, 3 850 MHz, 3 1900 MHz, 3 2100 MHz
| East Hampton | East High Street | AT&T | Crown Castle | monopole | 93 | 120 |  | install 3 RRHs
| East Hampton | East High Street | T-Mobile | Crown Castle | monopole | 82 | 120 |  | install 4x600/700 MHz, 4x1900/2100 MHz, 4x2100 MHz antennas, one microwave dish, twelve remote radio units, four cables and eight diplexers | small expansion of the fenced compound | extend existing concrete pad to accommodate T-Mobiles proposed equipment | diesel generator | 25kW & 220 gallon tank | no
| East Hampton | East High Street | AT&T | Crown Castle | monopole | [5 empty] | install ATS & circuit breaker on H-Frame, backup power supports FirstNet program | diesel generator | 20-kilowatt | no
| East Hartford | Sunset Ridge Drive | T-Mobile | Town of East Hartford | self-support lattice | 120 | 140 | 206 | install 9 panel antennas | pad | town has several different antennas on tower
| East Hartford | Sunset Ridge Drive | T-Mobile | Town of East Hartford | self-support lattice | 120 | 140 | 206 | add 3 antennas and 3 TMAs |  | UMTS upgrade
| East Hartford | Sunset Ridge Drive | Pocket (now MetroPCS) | Town of East Hartford | self-support lattice | 110 | 140 | 206 | flush mount 3 antennas
| East Hartford | Sunset Ridge Drive | Clearwire | Town of East Hartford | self-support lattice | 100 | 140 | 206 | install 3 WiMAX antennas and 3 microwave dishes
| East Hartford | Sunset Ridge Drive | T-Mobile | Town of East Hartford | self-support lattice | 100 | 140 | 206 | LTE upgrade - replace 6 existing antennas with 6 new antennas
| East Hartford | Sunset Ridge Drive | MetroPCS | Town of East Hartford | self-support lattice |  | 140 | 206 |  |  | replace radio cabinet for LTE upgrade
| East Hartford | Sunset Ridge Drive | T-Mobile | Town of East Hartford | self-support lattice | 120 | 140 | 206 | add 3 new antennas to 6 existing antennas
| East Hartford | Sunset Ridge Drive | T-Mobile | Town of East Hartford | self-support lattice | 120 | 140 | 206 | replace 3 antennas w/ 3 1900 MHz antennas
| East Hartford | Sunset Ridge Drive | AT&T | Town of East Hartford | self-support lattice | 110 | 140 | 206 | install 3 700/850/1900/2300 MHz antennas; add 12 RRHs | 5' x 10' pad | tower share
| East Hartford | Sunset Ridge Drive | Sprint | Town of East Hartford | self-support lattice | 100 | 140 | 206 | replace 3 antennas w/ 3 800/1900/2500 MHz antennas and 12 RRHs
| East Hartford | Sunset Ridge Drive | Sprint | Town of East Hartford | self-support lattice | 100 | 140 | 206 | replace 3 exisitng w 3 x 2500MHz & install 3 x 850/1900MHz antennas; add 9 RRU
| East Hartford | Sunset Ridge Drive | T-Mobile | Town of East Hartford | self-support lattice | 120 | 140 | 206 | replace 3 antennas w 3 x 600/700 MHz antennas; swap3 RRU's
| East Hartford | Sunset Ridge Drive | Sprint | Town of East Hartford | [6 empty] | underground fiber & conduit installation
Petition No. 932 | East Hartford | - Oakland Avenue | Pocket (now MetroPCS) | Message Center Mgmt | smokestack | 110 | 125 | 50 | flush mount 3 antennas | pad
| East Hartford | - Oakland Avenue | Clearwire | Message Center Mgmt | smokestack | 100 | 125 | 50 | install 3 WiMAX antennas and 3 microwave dishes
| East Hartford | - Oakland Avenue | MetroPCS | Message Center Mgmt | smokestack | 110 | 125 | 50 | install 6 antennas | pad | MetroPCS to go in space previously approved for Pocket
Docket No. 139 | East Hartford | Forbes Street | BAM | BAM | monopole | 108 | 110 | 60 | 2-13' whips, 6-11.5' whips | 40x14
| East Hartford | Forbes Street | BAM | BAM | monopole | 110 | 110 | 60 | 12-4' panels |  | Add 12-4' panel Swedcom Model ALP 9212-N
| East Hartford | Forbes Street | BAM | BAM | monopole | 110 | 110 | 60 | 1-GPS
Petition No. 375 | East Hartford | Forbes Street | BAM/Sprint | BAM | monopole | 97 | 110 | 60 | 9 direct PCS ant | 9x15
| East Hartford | Forbes Street | BAM/Omni | BAM | monopole | 85 | 110 | 60 | 6-5' panels, 1 GPS at 50' |  | Install 6 Celwave APN199015
| East Hartford | Forbes Street | BAM | [7 empty] | Transfer of Certificate from BAM to Crown Atlantic Company LLC
| East Hartford | Forbes Street | XM Satellite | Crown Media | monopole | 126 | 110 | 60 | Til-Tek omnidirectional | 10'x12' | 25.25" dish on ice bridge
Petition No. 535 | East Hartford | Forbes Street | AT&T | Crown Atlantic | monopole | 120 | 130 | 60 | add 3 FR90-16-02DP panel antennas |  | place 20' extension on existing 110' tower, XM radio to go to 130'
| East Hartford | Forbes Street | Verizon | Crown Atlantic | monopole | 110 | 130 | 60 | replace 6 cellular antennas with 6 PCS antennas
| East Hartford | Forbes Street | T-Mobile | Crown Atlantic | monopole | 87 | 130 | 60 | add 3 antennas to 3 existing antennas
| East Hartford | Forbes Street | Verizon | Crown Atlantic | monopole | 108 | 130 | 60 | replace 6 cellular antennas with 6 new cellular antennas
| East Hartford | Forbes Street | Cingular | Crown Atlantic | monopole | 130 | 130 | 60 | replace 3 existing antennas with 3 new ones |  | install 6 tower mount amplifiers
| East Hartford | Forbes Street | Verizon | Crown Atlantic | monopole | 109 | 130 | 60 | install 2 tower mount amplifiers |  | install 6 tower mount amplifiers
| East Hartford | Forbes Street | Pocket (now MetroPCS) | Crown Atlantic | monopole | 128 | 130 | 60 | install 3 flush mounted antennas
| East Hartford | Forbes Street | T-Mobile | Crown Atlantic | monopole | 87 | 130 | 60 | remove 3 antennas; replace with 6 antennas, 6 TMAs |  | UMTS upgrade
| East Hartford | Forbes Street | Verizon | Crown Atlantic | monopole | 109 | 130 | 60 | replace 6 existing antennas with 3 new PCS and 3 700 MHz antennas
| East Hartford | Forbes Street | Clearwire | Crown Atlantic | monopole | 97 | 130 | 60 | install 3 WiMAX antennas and 2 microwave dishes
| East Hartford | Forbes Street | AT&T | Crown Castle | monopole | 120 | 130 | 60 | add 3 LTE antennas to 3 GSM/UMTS antennas
| East Hartford | Forbes Street | MetroPCS | Crown Castle | monopole |  | 130 | 60 |  |  | replace radio cabinet for LTE upgrade
| East Hartford | Forbes Street | T-Mobile | Crown Castle | monopole | 87 | 130 | 60 | replace 3 UMTS antennas with 3 GSM/UMTS/LTE antennas and 3 GSM antennas with 3 LTE antennas
| East Hartford | Forbes Street | Sprint | Crown Castle | monopole | 97 | 130 | 60 | replace 6 existing CDMA antennas with 3 dual-band antennas |  | 4G/LTE upgrade
| East Hartford | Forbes Street | Verizon | Crown Castle | monopole | 109 | 130 | 60 | replace 6 of 12 existing antennas with 3 cellular and 3 AWS antennas
| East Hartford | Forbes Street | T-Mobile | Crown Castle | monopole | 87 | 130 | 60 | replace all 6 existing antennas with 6 new LTE antennas
| East Hartford | Forbes Street | Sprint | Crown Castle | monopole | 97 | 130 | 60 | replace 6 existing CDMA antennas with 3 new LTE antennas
| East Hartford | Forbes Street | AT&T | Crown Castle | monopole | 120 | 130 | 60 | 3 RRHs previously acknowledged but never installed
| East Hartford | Forbes Street | Verizon | Crown Castle | monopole | 111 | 130 | 60 | replace 6 antennas with 3 700/2100 and 3 1900 MHz antennas
| East Hartford | Forbes Street | T-Mobile | Crown Castle | monopole | 87 | 131 | 60 | install 3 700 MHz antennas |  | remove all @ 128'
| East Hartford | Forbes Street | T-Mobile | Crown Castle | monopole | 87 | 131 | 60 | replace 3 antennas w/ 3 1900 MHz antennas
| East Hartford | Forbes Street | AT&T | Crown Castle | monopole | 120 | 130 | 60 | replace 3 ant w/ 3 1900/2300 MHz ant; replace 3 RRHs
| East Hartford | Forbes Street | Sprint | Crown Castle | monopole | 118 | 130 | 60 | install 3 2500 MHz ant; add 3 RRHs
| East Hartford | Forbes Street | Verizon | Crown Castle | monopole | 111 | 131 | 60 | remove 6 RRHs and install 9 RRhs
| East Hartford | Forbes Street | T-Mobile | Crown Castle | monopole | 87 | 130 | 60 | replace 3 antenns w 3 x 600/700MHz antennas; replace 3 rru's
| East Hartford | Forbes Street | AT&T | Crown Castle | monopole | 121 | 130 | 60 | install 6x700/850/1900/2100 MHz antennas;replace 6 RRU's & install 6 new rru's
Docket No. 228 | East Hartford | Roberts Street Rear | Verizon | Marcus Group | monopole | 118 | 124 | 49
Docket No. 228 | East Hartford | Roberts Street Rear | Nextel | Marcus Group | monopole | 90 | 124 | 49
| East Hartford | Roberts Street Rear | Sprint | Marcus Group | monopole | 110.00, 70.00 | 124 | 49 | add 6 panel antennas @ 110' and one array antenna @ 70' | pad | four equipment cabinets
Petition No. 941 | East Hartford | Roberts Street Rear | Clearwire | Marcus Group | monopole | 130 | 130 | 49 | install 3 WiMAX antennas and 3 microwave dishes | pad | extend 120' tower ten feet to 130'
| East Hartford | Roberts Street Rear | Verizon | Marcus Group | monopole | 120 | 130 | 49 | replace 6 existing PCS antennas with 3 new PCS and 3 new LTE (700 MHz) antennas
| East Hartford | Roberts Street Rear | MetroPCS | Marcus Group | monopole | 100 | 130 | 49 | install 6 antennas
| East Hartford | Roberts Street Rear | MetroPCS | Marcus Group | monopole |  | 130 | 49 |  |  | replace radio cabinet for LTE upgrade
| East Hartford | Roberts Street Rear | Verizon | Marcus Group | monopole | 120 | 130 | 49 | add 3 AWS antennas to 12 existing antennas
| East Hartford | Roberts Street Rear | American Tower Corporation | American Tower | monopole |  | 130 | 49 |  |  | install 130 kW diesel generator for backup power | diesel generator
| East Hartford | Roberts Street Rear | AT&T | American Tower | monopole | 90 | 130 | 49 | install 12 panel antennas |  | use American Tower generator for backup power
| East Hartford | Roberts Street Rear | MetroPCS | American Tower | monopole | 100 | 130 | 49 | replace 3 existing antennas with 6 new LTE antennas
| East Hartford | Roberts Street Rear | T-Mobile | American Tower | monopole | 100 | 130 | 49 | replace 3 ant w/ 3 1900/2100 MHz
| East Hartford | Roberts Street Rear | Verizon | American Tower | monopole | 120 | 130 | 49 | replace 6 antenns w/ 3 700/2100 MHz and 3 1900MHz antennas; replace 3 RRHs and install 3 new RRH; one cable
| East Hartford | Roberts Street Rear | Verizon | American Tower | monopole | 120 | 130 | 49 | replace 9 antennas w/ 6 700/850/1900/2100 MHz antennas; add 3 RRHs
| East Hartford | Roberts Street Rear | AT&T | American Tower | monopole | 90 | 130 | 49 | replace 3 RRHs and install additional 9 RRHs
| East Hartford | Roberts Street Rear | Sprint | American Tower | monopole | 128 | 130 | 49 | replace 3 antennas w 3 x 850/1900 MHz & install 3 x 2500 MHz antennas |  | add 9 RRU's
Petition No. 731 | East Hartford | Main Street | T-Mobile | T-Mobile | rooftop-flagpole | 80 | 83 |  | install 3 antennas inside rooftop stealth flagpole tower | pad | Cingular on roof @ 67', AT&T in flagpole tower @ 70'
| East Hartford | Main Street | T-Mobile | T-Mobile | rooftop-flagpole | 80 | 83 |  | replace 3 existing antennas and 3 TMAs with 3 new antennas and 3 TMAs |  | UMTS upgrade
| East Hartford | Main Street | Clearwire | T-Mobile | rooftop-flagpole | 72 | 83 |  | install 3 WiMAX antennas; 1 microwave dish on roof railing
| East Hartford | Main Street | MetroPCS | T-Mobile | rooftop-flagpole | 72 | 83 |  | install 3 antennas inside flagpole tower |  | clearwire never install approved antennas
| East Hartford | Main Street | AT&T | South Grammar Office | rooftop-flagpole | 63 | 83 |  | add 3 LTE antennas to 6 GSM/UMTS antennas on rooftop railing
| East Hartford | Main Street | T-Mobile | South Grammar Office | rooftop-flagpole | 80 | 83 |  | replace 3 ant w/ 3 700/1900/2100 MHz antennas; replace 3 TMAs; 3 RRUs on ground
Docket No. 40 | East Hartford | Prestige Park Road | SNET Cellular | SNET Cellular | monopole | 150 | 150 | 70 | (4-6) whips | 21'x25'
| East Hartford | Prestige Park Road | SNET/SCLP | SNET/SCLP | monopole | [5 empty] | Transfer of certificate from SNET to Springwich Cellular Limited Partnership
| East Hartford | Prestige Park Road | SNET/SCLP | SNET/SCLP | monopole | 152.47 | 167 | 70 | Directional panel antennas , Approx. 4' |  | Increase channels change antenna type
| East Hartford | Prestige Park Road | SNET/Cingular | SCLP | monopole | 152 | 150 | 70 | replace existing with 9 DUO4-8670 antennas, 6 tower mount amplifiers, 1 LMU
| East Hartford | Prestige Park Road | SNET/Cingular | SCLP | monopole | 152 | 150 | 70 | add 10 instead of 9 DUO4-8670 antennas
| East Hartford | Prestige Park Road | Sprint | American Tower | monopole | 138 | 150 | 70 | add six DB980F65T2E-M panel antennas |  | cabinets
| East Hartford | Prestige Park Road | AT&T | American Tower | monopole | 146 | 150 | 70 | add six Allgon 7250.03 panel antennas |  | up to four equipment cabinets on concrete pad
| East Hartford | Prestige Park Road | Cingular | American Tower | monopole | 152 | 150 | 70 | remove existing antennas and replace with 6 new antennas
| East Hartford | Prestige Park Road | Pocket (now MetroPCS) | American Tower | monopole | 128 | 150 | 70 | flush mount 3 antennas
| East Hartford | Prestige Park Road | Clearwire | American Tower | monopole | 109 | 150 | 70 | install 3 antennas, 3 TMAs, 2 microwave dishes
| East Hartford | Prestige Park Road | AT&T | American Tower | monopole | 152 | 150 | 70 | add 3 LTE antennas to 6 existing GSM/UMTS antennas
| East Hartford | Prestige Park Road | MetroPCS | American Tower | monopole |  | 150 | 70 |  |  | replace radio cabinet for LTE upgrade
| East Hartford | Prestige Park Road | Sprint | American Tower | monopole | 138 | 150 | 70 | replace 6 CDMA antennas with 3 dual-band antennas |  | 4G/LTE upgrade
| East Hartford | Prestige Park Road | Sprint | American Tower | monopole | 138 | 150 | 70 | install 3 new LTE antennas
| East Hartford | Prestige Park Road | MetroPCS | American Tower | monopole | 128 | 150 | 70 | replace 3 existing antennas with 6 new LTE antennas
| East Hartford | Prestige Park Road | AT&T | American Tower | monopole | top | 150 | 70 | replace platform, reuse 6 antennas, replace 3 antennas with 3 new 700/1900 MHZ antennas |  | reuse 3 RRHs, install 3 new RRHs, reuse 1 squid, install 3 new antenna modules
| East Hartford | Prestige Park Road | AT&T | American Tower | monopole | 153 | 150 | 70 | replace 3 ant w/ 3 850/2300 MHz, add 3 RRHs
Sub-petition No. 1133 | East Hartford | Prestige Park Road | Verizon | American Tower | monopole | 98 | 150 | 70 | install 12 ant, 9 RRHs | 12'x20' | 3 equipment cabinets on platform; EFR Petition No. 1133 subpetition
| East Hartford | Prestige Park Road | T-Mobile | American Tower | monopole | 128 | 150 | 70 | remove 3 ant; install 3 1900/2100 MHz ant, 3 700 MHz ant
| East Hartford | Prestige Park Road | Sprint | American Tower | monopole | [5 empty] | underground fiber conduit installation
| East Hartford | Prestige Park Road | AT&T | American Tower | monopole | 150 | 150 | 70 | relocate 6 antennas; replace 3 antennas w 3 x 700/850/1900 MHz & install 3x700/850/2100 MHz antennnas; relocate 3 rrus, replace 6 rrus & install 3 rrus
| East Hartford | Prestige Park Road | ATC | American Tower | monopole |  | 150 | 70 |  |  | reinforce tower with steel plates, flange bolts and steel rods at d 90'-120' levels
Docket No. 436 | East Hartford | Hills Street | AT&T | Message Center Mgmt | monopole | 100 | 110 | 89 | install 12 antennas for UMTS, GSM, and LTE |  | tower designed as a faux tree (monopine) | diesel generator | 210 gallons/48-hour capacity
Docket No. 436 | East Hartford | Hills Street | EHFD | Message Center Mgmt | monopole | 110 | 110 | 89 | install 1 2-ft diameter microwave dish and 1 omni antenna
| East Hartford | Hills Street |  | MCM Acquisition 2017 LLC | monopole |  | 110 | 89 |  |  | transfer certificate
Petition No. 324 | East Hartford | Main Street | BAM | 11 story apt bldg | rooftop | 99 | 112 |  | 9-35"x12"x5" panels | 18x25 | mounted on penthouse and rooftop frame
| East Hartford | Main Street | Verizon | 11 story apt bldg | rooftop | 99 | 112 |  | replace 4 existing cellular antennas with 4 newer cellular antennas
| East Hartford | Main Street | Verizon | 11 story apt bldg | rooftop | 103 | 112 |  | replace 12 existing antennas with 6 cellular, 3 PCS, and 3 LTE antennas
| East Hartford | Main Street | Verizon | 11 story apt bldg | rooftop | 117 | 112 |  | replace 6 of 12 existing antennas with 3 cellular and 3 AWS antennas
| East Hartford | Main Street | Verizon | 11 story apt bldg | rooftop | 117 | 112 |  | replace 3 of 12 existing antennas with 3 new LTE antennas
| East Hartford | Main Street | AT&T | Hartford East Associates | rooftop | 117 | 114 |  | install 9 antennas with 27 RRHs | 12x20 | ground level equipment shelter | diesel generator | 50kw-capacity unknown
| East Hartford | Main Street | AT&T | Hartford East Associates | rooftop | 109 | 114 |  | install 3 RRHs
| East Hartford | Main Street | AT&T | Hartford East Associates | rooftop | 109 | 114 |  | install 3 x 700/850/2100 MHz antennas
| East Hartford | Main Street | AT&T | Hartford East Associates | rooftop | 109 | 114 |  | install 3 x 700/850/1900 Mhz antennas, install 3 new RRU's
Petition No. 1096 | East Haven | North High Street | AT&T | AT&T | guyed-lattice | 71 | 77 | 73 | install 12 panel antennas |  | 45-foot guyed lattice tower installed on top of apt building/equipment room inside apt building | nat gas generator
Petition No. 1379 | East Haven | North High Street | AT&T | AT&T | guyed-lattice | 75' | 80' 3" |  | install 6 x 700/850/1900/2100 MHz antennas; install 6 RRU's | install 2 cabinets electrical bxes and a generator on a 34'long x12.5' wide steel platform |  | nat gas generator/ battery backup | 30-kilowatt
Petition No. 634 | East Haven | Commerce Street | AT&T | Stephen Viglione | monopole | 57 | 57 | 32.5 | 6 Allgon 7250.02 panel antennas | pad | replace existing 48' lattice tower
| East Haven | Commerce Street | T-Mobile | Stephen Viglione | monopole | 47 | 57 | 32.5 | install three flush-mounted antennas | pad
| East Haven | Commerce Street | Cingular | Stephen Viglione | monopole | 57 | 57 | 32.5 | replace 3 existing antennas with 3 new ones |  | add 6 tower mount amplifiers
| East Haven | Commerce Street | Pocket (now MetroPCS) | Stephen Viglione | monopole | 37 | 57 | 32.5 | flush mount 3 antennas
| East Haven | Commerce Street | T-Mobile | Stephen Viglione | monopole | 47 | 57 | 32.5 | use 3 existing antennas for PCS and UMTS; replace 3 existing TMAS with 3 PCS and 3 AWS TMAs
| East Haven | Commerce Street | AT&T | Stephen Viglione/AT&T | monopole | 57 | 57 | 32.5 | add 3 LTE antennas to 3 existing antennas
| East Haven | Commerce Street | T-Mobile | Crown Castle | monopole | 47 | 57 | 32.5 | replace antenna supports, reloc. 3 ant., add 3 700 MHz
| East Haven | Commerce Street | AT&T | Crown Castle | monopole | 55 | 57 | 32.5 | replace 3 ant w/ 3 700/1900 MHz; add 3 RRHs
| East Haven | Commerce Street | AT&T | Crown Castle | monopole | 55 | 57 | 32.5 | install 3 antennas; add 3 RRHs
| East Haven | Commerce Street | AT&T | Crown Castle | [6 empty] | install underground conduit and fibre; replace one cabinet2x50amp breakers and 3 x rectifiers
| East Haven | Commerce Street | AT&T | Crown Castle | monopole | 54 | 58 | 32.5 | replace 3 antennas w 3 x 700/1900 MHz antennas
| East Haven | Commerce Street | T-Mobile | Crown Castle | monopole | 47 | 58 | 32.5 | replace 3 x 600/700 MHz antennas; install 3 x rru's
| East Haven | Saltonstall Ave | Clearwire | SCCRWA | self-support lattice | 85 | 100 |  | install 3 WiMAX antennas and 2 microwave dishes |  | (Clearwire original acknowledgment issued 12/02/10 - expired and reapplied)
| East Haven | Saltonstall Ave | Clearwire | SCCRWA | self-support lattice | 85 | 100 |  | install 1 of 3 previously approved microwave dishes (because previous approval expired before installation)
| East Haven | Saltonstall Ave | Clearwire | SCCRWA | self-support lattice | 85 | 100 |  | relocate 2 MW dishes & replace 3 antennas w 3 x 800/1900 MHz antennas; install 3 x 2500 MHz antennas; add 9 rrus |  | replace mount with new sector frame mounts
Petition No. 730 | East Haven | Commerce Street | Nextel | Perelli & Sons | monopole | 67 | 70 |  | 12 panel antennas | 12x20 | originally approved as lattice tower; soil conditions require monopole
| East Haven | Commerce Street | Sprint Nextel | Perelli & Sons | monopole | 68 | 70 |  | remove existing antennas; install 6 iDEN, 3 CDMA, and 3 WiMAX antennas |  | install 1 WiMAX cabinet inside existing shelter; add GPS antenna
| East Haven | Commerce Street | Clearwire | Perelli & Sons | monopole | 65 | 70 |  | remove 3 Sprint/Nextel antennas; install 3 panel antennas and 3 microwave dishes
| East Haven | Commerce Street | Verizon | Perelli & Sons | monopole | 55 | 70 |  | install 12 panel antennas | 12x30
| East Haven | Commerce Street | Sprint | Perelli & Sons | monopole | 67 | 70 |  | replace 3 CDMA and 6 iDEN antennas with 3 dual-band antennas
| East Haven | Commerce Street | Verizon | SBA/Perelli & Sons | monopole | 55 | 70 |  | replace 6 of 12 existing antennas with 3 cellular and 3 AWS antennas
| East Haven | Commerce Street | Sprint | SBA/Perelli & Sons | monopole | 68 | 70 |  | install 3 LTE antennas
Docket No. 331 | East Haven | Foxon Road | Sprint | Sprint | monopole | 97 | 100 | 157 | three panel antennas | pad | tower designed as a flag pole antennas mounted internally
Docket No. 331 | East Haven | Foxon Road | T-Mobile | Sprint | monopole | 87 | 100 | 157 | three panel antennas | pad
Docket No. 331 | East Haven | Foxon Road | Verizon | Sprint | monopole | 77 | 100 | 157 | three dual band/dual pole antennas | 12x30
| East Haven | Foxon Road |  | TowerCo, LLC | monopole |  | 100 | 157 |  |  | Transfer of Certificate
Docket No. 463A | East Lyme | Arbor Crossing | AT&T | American Tower | silo | 95 | 105 | 335.5 | up to 12 panel antennas | 35' x 50' building | equipment building disguised as a barn | diesel generator | 48 hours | yes
| East Lyme | Arbor Crossing | new cingular wireless | TowerCo 2013, LLC | [6 empty] | Transfer of Certificate from New Cingular Wireless PSC LLC to Towerco 2013, LLC
Docket No. 396 | East Lyme | Brainerd Road | AT&T | SBA Towers | monopole | 167 | 170 | 191 | install 6 panel antennas | 12x20 |  | diesel generator | 200-gallon/72 hour capacity
Docket No. 396 | East Lyme | Brainerd Road | Verizon | SBA Towers | monopole | 147 | 170 | 191 | install 12 panel antennas | 12x30 |  | propane generator | 1,000-gallon/70-hour capacity
Docket No. 396 | East Lyme | Brainerd Road | T-Mobile | SBA Towers | monopole | 157 | 170 | 191 | install 9 panel antennas | pad
| East Lyme | Brainerd Road | T-Mobile | SBA Towers | monopole | 157 | 170 | 191 | replace 6 existing antennas with 3 multi-band antennas and 3 LTE antennas |  | 4G/LTE upgrade
| East Lyme | Brainerd Road | AT&T | SBA Towers | monopole | 168.5 | 170 | 191 | replace 9 GSM/UMTS antennas with 12 new antennas |  | 4G/LTE upgrade
| East Lyme | Brainerd Road | T-Mobile | SBA Towers | monopole | 160 | 170 | 191 | install 3 700 MHz ant, 3 RRHs
| East Lyme | Brainerd Road | Verizon | SBA | monopole | 147 | 170 | 191 | replace 6 ant w/ 3 700/2100 MHz, 3 1900 MHz; add 9 RRHs
| East Lyme | Brainerd Road | AT&T | SBA | monopole | 168.5 | 170 | 191 | remove 3 RRHs
| East Lyme | Brainerd Road | Verizon | SBA | monopole | 147 | 170 | 191 | replace 3 RRHs
| East Lyme | Brainerd Road | AT&T | SBA | monopole | 169 | 170 | 191 | relocate 3& replace 3 antennas w 3x700/850 MHz antennas; replace 6 RRUs
Petitin No. 1127 | East Lyme | Chesterfield Road | Verizon | Verizon | rooftop | 26 | 26 | 82 | install 1 canister-type small cell antenna | garage | install 1 canister-type small cell antenna attached to roof of building
| East Lyme | Chesterfield Road | Verizon | Verizon | rooftop | 26 | 26 | 82 | install new RRH on façade near small cell
Petition No. 530 | East Lyme | Flanders Road | AT&T | CL&P | monopole | 108 | 98 |  | 6 panel antennas attached to mast extending 10' above tower | 12x20 pad | CL&P structure #6077
| East Lyme | Flanders Road | Cingular | CL&P | monopole | 107 | 97 |  | remove 3 existing antennas, install 3 new ones |  | install 6 tower mount amplifiers
| East Lyme | Flanders Road | Cingular | CL&P | monopole | 107 | 97 |  | replace 3 antennas w x700/850/1900/2300 MHz antennas; instal 6 rrus | ugrade equipment @ ground level
| East Lyme | Flanders Road | AT&T | CL&P | monopole | 107 | 97 |  | replace 3 GSM/UMTS antennas with 3 multi-band antennas |  | 4G/LTE upgrade
Petition No. 396 | East Lyme | Flanders Road | Omni | CL&P | monopole | 97 | 90 |  | 72"x16" diameter canister antennas | 10x5.5 pad | Transmission structure #6076
| East Lyme | Flanders Road | T-Mobile | CL&P | monopole | 97 | 90 |  | E911 upgrade
| East Lyme | Flanders Road | T-Mobile | CL&P | monopole | 92 | 85 |  | replace 3 existing antennas with 2 new UMTS antennas and antenna support mast
| East Lyme | Grand Street | Verizon | East Lyme Fire Dept | guyed-lattice | 40 | 89 |  | install 2 2100 MHz antennas | 8x8 pad | EFR 1133. Two ground cabinets
| East Lyme | Grand Street | Verizon | East Lyme Fire Dept | guyed-lattice | 40 | 89 |  | replace 2 antennas w 2x 700/850/1900/2100 MHz antennas, replace 2 rrus
Docket No. 116 | East Lyme | Roxbury Road | BAM | BAM | self-support lattice | 145 | 150 | 193
| East Lyme | Roxbury Road | BAM | BAM | self-support lattice | 145 | 150 | 193 | 1-6' micro dish |  | Add 1-6' micro dish (145')
| East Lyme | Roxbury Road | BAM | BAM | self-support lattice | 158 | 150 | 193 | 10-AIP-9212 |  | Replace Antennas
| East Lyme | Roxbury Road | BAM | BAM | self-support lattice |  | 150 | 193 |  |  | Install Generator & Fuel Tank | generator
| East Lyme | Roxbury Road | BAM | BAM | self-support lattice | 160 | 160 | 170 | 2-13' whips, 6-11.5' direct ant | 20x40
| East Lyme | Roxbury Road | BAM | BAM | self-support lattice | 155 | 150 | 193 | GPS on existing shelter |  | Relocate town's antenna to top of tower
| East Lyme | Roxbury Road | Nextel | BAM | self-support lattice | 112 | 150 | 193 | Add 9-43"panels, GPS on shelter | 7x11 | Install 9 Swedcom ALp09011
| East Lyme | Roxbury Road | Sprint | BAM | self-support lattice | 122 | 150 | 193 | Add 9-5' panels, GPS @ 50' |  | Install 9-Decibel DB980H90, 6 equip cabinets
| East Lyme | Roxbury Road | BAM | BAM | self-support lattice | 148 | 150 | 170 | 2-panels, Swedcom ALP-9212
| East Lyme | Roxbury Road | BAM | [7 empty] | Transfer of Certificate from BAM to Crown Atlantic Company LLC
| East Lyme | Roxbury Road | Omni | Crown | self-support lattice | 103 | 150 | 170 | 1-panel, DAPA 59212x |  | equip. cabinets
| East Lyme | Roxbury Road | Omni | Crown | self-support lattice |  | 150 | 170 |  |  | change site plan and cabinets app
| East Lyme | Roxbury Road | T-Mobile | Crown | self-support lattice | 103 | 150 | 170 | E911 upgrade
| East Lyme | Roxbury Road | T-Mobile | Crown | self-support lattice | 103 | 150 | 170 | remove 1 antenna, add 9 EMS RR90-17-02DP | pad | three equipment cabinets
| East Lyme | Roxbury Road | Verizon | Crown | self-support lattice | 148 | 150 | 170 | replace 6 cellular with 6 new PCS antennas
| East Lyme | Roxbury Road | Verizon | Crown | self-support lattice | 148 | 150 | 170 | replace 6 cellular with 6 new PCS antennas
| East Lyme | Roxbury Road | MetroPCS | Crown | self-support lattice | 134 | 150 | 170 | install 6 Kathrein 800-10504 antennas | pad
| East Lyme | Roxbury Road | T-Mobile | Crown | self-support lattice | 103 | 150 | 170 | add 3 UMTS antennas to 6 existing GSM antennas |  | UMTS upgrade
| East Lyme | Roxbury Road | Verizon | Crown | self-support lattice | 148 | 150 | 170 | remove 12 existing antennas; replace with 6 cellular, 3 PCS, and 3 LTE antennas
| East Lyme | Roxbury Road | Sprint | Crown | self-support lattice |  | 150 | 170 |  |  | install 4 kW fuel cell for back up power | fuel cell backup
| East Lyme | Roxbury Road | Sprint | Crown | self-support lattice | 122 | 150 | 170 | replace 6 CDMA antennas with 3 dual-band antennas |  | 4G/LTE upgrade
| East Lyme | Roxbury Road | T-Mobile | Crown | self-support lattice | 103 | 150 | 170 | replace 9 antennas with 6 dual-band antennas |  | 4G/LTE upgrade
| East Lyme | Roxbury Road | Sprint | Crown | self-support lattice | 122 | 150 | 170 | add 3 new dual-band antennas to 3 existing dual-band antennas
| East Lyme | Roxbury Road | Verizon | Crown | self-support lattice | 149 | 150 | 170 | replace 12 existing antennas with 3 700, 3 850, 3 1900, and 3 2100 MHz antennas
| East Lyme | Roxbury Road | T-Mobile | Crown | self-support lattice | 103 | 151 | 170 | install 3 700 MHz antennas |  | remove all @ 112'
| East Lyme | Roxbury Road | Verizon | Crown | self-support lattice | 149 | 150 | 170 | replace 3 ant w/ 3 700 MHz; replace 6 RRHs
| East Lyme | Roxbury Road | Sprint | Crown | self-support lattice | 108 | 150 | 170 | install 3 2500 MHz antennas
| East Lyme | Roxbury Road | Verizon | Crown | self-support lattice | 149 | 150 | 170 | replace 2 antennas with 1x 1900/2100 MHz antenna & 1 x 700/850 MHz antenna
Docket No. 67 | East Lyme | Scott Road | SNET Cellular | SNET Cellular | monopole | 150 | 150 | 353 | (4-6)-whips | 12x26 | Scott tract
| East Lyme | Scott Road | SNET/SCLP | SNET/SCLP | monopole | 152 | 150 | 353 | 1-2' micro dish |  | Add 1-2' micro dish
| East Lyme | Scott Road | SNET/SCLP | SNET/SCLP | monopole
| East Lyme | Scott Road | SNET/SCLP | SNET/SCLP | monopole | 156 | 150 | 353 | 1-paging service antenna |  | Add 1-pageing service antenna
| East Lyme | Scott Road | SNET/SCLP | SNET/SCLP | monopole | 150 | 167 | 353 | paging antenna
| East Lyme | Scott Road | SCLP | SCLP | monopole | 156 | 160 |  |  |  | changed from 13' omnidirectional to 4' panels
| East Lyme | Scott Road | SNET/SCLP | SNET/SCLP | monopole | 153.31 | 150 | 353 | Directional panel antennas , Approx. 4' |  | Increase channels change antenna type
| East Lyme | Scott Road | SNET/Cingular | SNET/SCLP | monopole | 152 | 150 | 353 | replace existing antennas with 10 CSS DUO4-8670 antennas, 9 tower mount amplifiers, 1 LMU
| East Lyme | Scott Road | T-Mobile | American Tower | monopole | 141 | 150 | 353 | install 9 panel antennas
| East Lyme | Scott Road | Cingular | American Tower | monopole | 152 | 150 | 353 | replace 3 existing antennas with 3 new ones |  | install 3 diplexers
| East Lyme | Scott Road | MetroPCS | American Tower | monopole | 131 | 150 | 353 | install 6 panel antennas
| East Lyme | Scott Road | AT&T | American Tower | monopole |  | 150 | 353 | replace 7 of 10 existing antennas with 3 new GSM and 3 new LTE antennas
| East Lyme | Scott Road | T-Mobile | American Tower | monopole | 142 | 150 | 353 | replace 6 existing GSM antennas with 6 existing multi-mode antennas for LTE
Docket No. 160 | East Lyme | Stone Ranch Road | DPS | DPS | self-support lattice | 140 | 140 | 298 | 1-8', 1-6' dish, 4-14', 2-13' whips, 1-7' mono | 18x41
| East Lyme | Stone Ranch Road | FBI | DPS | self-support lattice | 100 | 140 | 298 | 1 dipole array
| East Lyme | Stone Ranch Road | Omni | DPS | self-support lattice | 113 | 140 | 298 | 3-4' panels
| East Lyme | Stone Ranch Road | T-Mobile | DPS | self-support lattice | 113 | 140 | 298 | E911 upgrade
| East Lyme | Stone Ranch Road | CL&P | DPS | self-support lattice | 94, 104 | 140 | 298 | install 2 omnidirectional antennas
| East Lyme | Stone Ranch Road | T-Mobile | DPS | self-support lattice | 112 | 140 | 298 | replace 3 w 3 x 600/700/1900/2100 MHz antennas; add 9 rru's
Petition No. 1285 | East Lyme | West Main Street | Verizon | Town of East Lyme | monopole | 86 | 80 | 31 | install one canister antenna 2100MHz | 8x8 | small cell and one for one replacement of light pole
| East Windsor | Prospect Hill Road | AT&T | Conn Water Company | water tank | 88 | 110 | 204 | replace 3 RRHs with 3 new RRHs
| East Windsor | Prospect Hill Road | Verizon | Conn Water Company | water tank | 88 | 110 | 204 | relocate 6 antennas; remove 3 existing antennas & 3xRRU's; replace 6 rru's
| East Windsor | Prospect Hill Road | AT&T | Conn Water Company | water tank | 78 | 110 | 204 | replace 3 x rru's
Petition No. 952 | East Windsor | Prospect Hill Road | CL&P | CL&P | monopole | 36 | 39 | 165 | CL&P installs one whip antenna |  | 25.5' steel mast attached to wall of building
Petition No. 952 | East Windsor | Prospect Hill Road | Yankee Gas | CL&P | monopole | 30 | 39 | 165 | Yankee installs one whip antenna |  | 25.5' steel mast attached to wall of building
| East Windsor | Chamberlain Road | Sprint | Crop Production Services | water tank | 104.1 | 122.8 | 138 | 9-panel antennas | cabinets | 1-GPS at 68.5; BAM also on water tower
| East Windsor | Chamberlain Road | Verizon | Crop Production Services | water tank | 116 | 122.8 | 138 | remove 3 cellular antenna and replace with 6 PCS antennas | 12x30
| East Windsor | Chamberlain Road | Pocket (now MetroPCS) | Crop Production Services | water tank | 106 | 122.8 | 138 | flush mount 3 antennas
| East Windsor | Chamberlain Road | Verizon | Crop Production Services | water tank | 116 | 122.8 | 138 | replace 15 antennas with 6 cellular, 6 PCS, and 3 LTE antennas
| East Windsor | Chamberlain Road | Verizon | Crop Production Services | water tank | 116 | 122.8 | 138 | replace 6 different cellular antennas than the ones recently proposed
| East Windsor | Chamberlain Road | Sprint | Crop Production Services | water tank | 104 | 122.8 | 138 | replace 6 CDMA antennas with 3 dual-band antennas |  | 4G/LTE upgrade
| East Windsor | Chamberlain Road | Sprint | Crop Production Services | water tank | 104 | 122.8 | 138 | add 3 new dual band antennas to 3 existing antennas
| East Windsor | Chamberlain Road | MetroPCS | Crop Production Services | water tank | 106 | 122.8 | 138 | replace 3 existing antennas with 6 new CDMA/LTE antennas
| East Windsor | Chamberlain Road | Verizon | Crop Production Services | water tank | 116 | 123 | 138 | replace 9 antennas w/ 3 700/850 and 3 1900/2100 MHz antennas; add 9 RRHs
| East Windsor | South Main Street | BAM | Balch Bridge Street Corp. | self-support lattice | 140 | 192 | 56 | 12-AIP-9212 12 panels & 1 gps at 80' | 12x30 | remove antennas from 250 South Main St.
| East Windsor | South Main Street | SCLP | Balch Bridge Street Corp. | self-support lattice | 168 | 190 | 56 | add 9 panels | 12x26
| East Windsor | South Main Street | AT&T | Balch Bridge Street Corp. | self-support lattice | 184 | 188 | 56 | add 6 Allgon 7250.03 panel antennas |  | 2 equipment cabinets on 5x6 concrete pad
| East Windsor | South Main Street | SNET/Cingular | Balch Bridge Street Corp. | self-support lattice | 170 | 188 | 56 | replace existing antennas with 9 DUO1417-8686-4-0, 6 tower mount amplifiers
| East Windsor | South Main Street | T-Mobile | Balch Bridge Street Corp. | self-support lattice | 190 | 188 | 56 | add 3 EMS-RR90-17-02DP antennas to 6 existing | pad | add 2 Nortel S8000 equipment cabinets
| East Windsor | South Main Street | Verizon | Balch Bridge Street Corp. | self-support lattice | 144 | 188 | 56 | remove 3 cellular antennas and replace with 6 PCS antennas
| East Windsor | South Main Street | Nextel | Balch Bridge Street Corp. | self-support lattice | 190 | 188 | 56 | add 3 antennas to 9 existing antennas
| East Windsor | South Main Street | Verizon | Balch Bridge Street Corp. | self-support lattice | 144 | 188 | 56 | replace 9 existing cellular antennas with 9 new cellular antennas
| East Windsor | South Main Street | Cingular/AT&T | Balch Bridge Street Corp. | self-support lattice | 184 | 188 | 56 | decommission AT&T antennas
| East Windsor | South Main Street | Cingular | Balch Bridge Street Corp. | self-support lattice | 170 | 188 | 56 | replace 3 existing antennas with 3 new ones |  | install 3 diplexers
| East Windsor | South Main Street | Pocket (now MetroPCS) | Balch Bridge Street Corp. | self-support lattice | 177 | 188 | 56 | flush mount 3 antennas
| East Windsor | South Main Street | T-Mobile | Balch Bridge Street Corp. | self-support lattice | 153 | 188 | 56 | add 3 new antennas and 3 TMAs to 6 existing antennas and 6 TMAs |  | UMTS upgrade
| East Windsor | South Main Street | Verizon | Balch Bridge Street Corp. | self-support lattice | 144 | 188 | 56 | replace 6 existing PCS antennas with 3 new PCS and 3 new LTE antennas
| East Windsor | South Main Street | Verizon | Balch Bridge Street Corp. | self-support lattice | 144 | 188 | 56 | replace 6 existing cellular antennas with 6 new cellular antennas
| East Windsor | South Main Street | AT&T | Balch Bridge Street Corp. | self-support lattice | 144 | 188 | 56 | replace 3 of 6 existing GSM antennas with 3 LTE antennas; 3 existing UMTS antennas remain
| East Windsor | South Main Street | MetroPCS | Balch Bridge Street Corp. | self-support lattice |  | 188 | 56 |  |  | replace radio cabinet for LTE upgrade
| East Windsor | South Main Street | Sprint | Balch Bridge Street Corp. | self-support lattice | 120 | 188 | 56 | replace 6 CDMA antennas with 3 dual-band antennas |  | 4G/LTE upgrade
| East Windsor | South Main Street | Verizon | Balch Bridge Street Corp. | self-support lattice | 144 | 188 | 56 | replace 3 of 12 existing antennas with 3 LTE antennas
| East Windsor | South Main Street | Sprint | Balch Bridge Street Corp. | self-support lattice | 123 | 188 | 56 | replace 6 CDMA antennas with 3 dual-band antennas |  | 4G/LTE upgrade
| East Windsor | South Main Street | Sprint | Balch Bridge Street Corp. | self-support lattice | 123 | 188 | 56 | add 3 new CDMA/LTE antennas to 3 existing ones |  | Sprint noted that six CDMA antennas were removed and three dual band LTE antennas were installed
| East Windsor | South Main Street | Verizon | Balch Bridge Street Corp. | self-support lattice | 144 | 188 | 56 | replace 9 ant w/ 3 700/1900 MHz, 3 850 MHz, 3 2100 MHz ant; install 9 RRHs
| East Windsor | South Main Street | AT&T | Balch Communications | self-support lattice | 172 | 188 | 56 | install 3 RRHs
| East Windsor | South Main Street | Sprint | Balch Bridge Street Corp. | self-support lattice | 123 | 188 | 56 | install 3 2500 MHz antennas, add 6 RRHs
| East Windsor | South Main Street | T-Mobile | Balch Bridge Street Corp. | self-support lattice | 155 | 188 | 56 | replace 3 antennas w 3x600/700Mhz antennas; add 3 rru's
| East Windsor | Depot Street | AT&T | Connecticut Water Company | water tank | 122 | 127 | 56 | replace 3 antennas w 3 x 1900 MHz & install 3 x 1900 MHz & 3x 700/850/2100 MHz antennas; replace 3 rru's, install 6 rru's
| East Windsor | Plantation Road | Cingular | Dean Rasmussen | water tank | 116 | 135 |  | install up to 6 Powerwave 7770.00 panel antennas | 12x20 | Sprint also on water tank
| East Windsor | Plantation Road | Pocket (now MetroPCS) | Dean Rasmussen | water tank | 123 | 135 |  | flush mount three antennas
| East Windsor | Plantation Road | Clearwire | Dean Rasmussen | water tank | 126 | 135 |  | install 3 WiMAX antennas and 2 microwave dishes
| East Windsor | Plantation Road | Sprint | Dean Rasmussen | water tank | 126 | 135 |  | replace 6 CDMA antennas with 3 dual-band antennas |  | 4G/LTE upgrade
| East Windsor | Plantation Road | Sprint | American Tower | water tank | 126 | 135 |  | add 3 new dual band antennas to 3 existing antennas
| East Windsor | Plantation Road | MetroPCS/T-Mobile | American Tower | water tank | 120 | 135 |  | replace 3 existing antennas with 6 new CDMA/LTE antennas
| East Windsor | Plantation Road | AT&T | American Tower | water tank | 114 | 135 |  | replace 3 RRHs
| East Windsor | Plantation Road | Sprint | American Tower | water tank | 126 | 135 |  | install 3 2500 MHz antennas and 3 RRHs
| Eastford | Old Route | Verizon | Cordless Data Transfer | guyed-lattice | 194 | 193 |  | install 12 Swedcom ALP-9011antennas | 12x30 | Nextel on @ 166', Sprint on @ 180'
| Eastford | Old Route | Cingular | Cordless Data Transfer | guyed-lattice | 150 | 193 |  | install 6 antennas and 12 TMAs | 12x20
| Eastford | Old Route | Verizon | Cordless Data Transfer | guyed-lattice | 193 | 193 |  | replace 12 existing antennas with 6 new cellular, 3 new PCS, and 3 new LTE antennas
| Eastford | Old Route | AT&T | Cordless Data Transfer | guyed-lattice | 150 | 193 |  | add 3 multi-band antennas to 6 existing GSM/UMTS antennas
| Eastford | Old Route | AT&T | Cordless Data Transfer | guyed-lattice |  | 193 |  |  |  | install 50 kW diesel generator for backup power | diesel generator
| Eastford | Old Route | Sprint | Cordless Data Transfer | guyed-lattice | 165.5 | 193 |  | replace 6 existing CDMA antennas with 3 new dual band antennas |  | 4G/LTE upgrade
| Eastford | Old Route | Verizon | Cordless Data Transfer | guyed-lattice | 190 | 190 |  | replace 9 antennas with 3 850, 3 1900, and 3 2100 MHz antennas
| Eastford | Old Route | Sprint | Cordless Data Transfer | guyed-lattice | 165 | 190 |  | Install 3x 2500 MHz antennas and 6 RRHs
| Eastford | Ashford Road | Sprint | Crown Castle | monopole |  | 180 |  | Sprint on at 180''; Nextel on at 166' |  | install 1 RRH cabinet and 1 fiber junction box
| Eastford | Ashford Road | Sprint | Crown Castle | monopole | 177 | 180 |  | replace 6 antenns w 3x 2500MHz antennas &install 3x850/1900 MHz antennas; add 12 rru's
Docket No. 232 | Eastford | Chaplin Road | Sprint | Sprint | monopole | 147.5 | 150 | 515 | install 12 panel antennas |  | cabinets on concrete pad
| Eastford | Chaplin Road |  | TowerCo, LLC | monopole |  | 150 | 515 |  |  | Transfer of Certificate from Sprint
| Eastford | Chaplin Road | Sprint | TowerCo, LLC | monopole | 148 | 150 | 515 | replace 6 antennas w 3x850/1900 MHz & 3x2500 MHz antennas; add 9 rru's
| Easton | Everett Road | AT&T | Nextel | monopole | 100 | 120 | 429 | add 6 Allgon 7250.03 panel antennas | conc pad | Nextel on tower @ 120 feet
Petition No. 627 | Easton | Everett Road | Sprint | Nextel | monopole | 158 | 158 | 429 |  | conc pad | Raise tower height 38'; Nextel moves to 148', Voicestream on at 138'
| Easton | Everett Road | Cingular | Nextel | monopole | 100 | 158 | 429 | remove 3 existing antennas; remove existing antennas @ 118'; install 6 Powerwave 7770 antennas @ 118'; install 6 TMAs and 6 diplexers @ 118'
| Easton | Everett Road | Verizon | Nextel | monopole | 128 | 158 | 429 | install 6 cellular and 6 PCS antennas and 6 TMAs | 10x20
| Easton | Everett Road | AT&T | Nextel | monopole | 118 | 158 | 429 | add 3 antennas, 3 TMAs, and 6 RRHs to 6 existing antennas and 6 TMAs
| Easton | Everett Road | Verizon | Nextel | monopole | 128 | 158 | 429 | replace 6 of 12 existing antennas with 3 new PCS and 3 LTE antennas
| Easton | Everett Road | Sprint | SBA | monopole | 158.5 | 158 | 429 | replace 6 CDMA antennas with 3 dual-band antennas |  | 4G/LTE upgrade
| Easton | Everett Road | Verizon | SBA | monopole | 128 | 158 | 429 | replace 1 of 12 existing antennas with1 new cellular antenna
| Easton | Everett Road | T-Mobile | SBA | monopole | 138 | 158 | 429 | replace 9 ant w/ 3 1900 MHz, 3 700 MHz ant; add 6 TMAs
| Easton | Everett Road | Sprint | SBA | monopole | 158 | 158 | 429 | install 3 2500 MHz antennas and 3 RRHs
| Easton | North Street | Verizon | SBA | monopole | 165 | 190 |  | add 12 DB844H90 panel antennas | 12x30 | desgined a faux pine tree (monopine); Sprint on tower @ 185', VoiceStream on @ 175'
| Easton | North Street | T-Mobile | SBA | monopole |  | 190 |  | E911 upgrade
| Easton | North Street | AT&T | SBA | monopole | 155 | 190 |  | 6 Allgon 7250.03 panel antennas | pad | up to four equipment cabinets on concrete pad
| Easton | North Street | Cingular | SBA | monopole | 155 | 190 |  | remove 3 existing antennas; install 3 new antennas, 6 TMAs, and 6 diplexers
| Easton | North Street | AT&T | SBA | monopole | 155 | 190 |  | add 3 antennas and 6 RRHs to 6 existing antennas and 6 TMAs
| Easton | North Street | Verizon | SBA | monopole | 165 | 190 |  | replace 12 antennas with 6 cellular, 3 PCS, and 3 LTE antennas
| Easton | North Street | Sprint | SBA | monopole | 175 | 190 |  | replace 6 CDMA antennas with 3 dual-band antennas
| Easton | North Street | Sprint | SBA | monopole | 175 | 190 |  | install 3 new CDMA/LTE antennas
| Easton | North Street | T-Mobile | SBA | monopole | 185 | 190 |  | install 3 LTE antennas |  | reducing size of antenna support, 6 new cables, cabinet improvements
| Easton | North Street | Verizon | SBA | monopole | 165 | 185 |  | replace 6 existing antennas with 3 700/1900 MHz and 3 2100 MHz antennas
| Easton | North Street | AT&T | SBA | monopole | 155 | 185 |  | relocate 3 antennas; replace 6 antennas w 3 x 1900 MHz & 3 x 700/850/2100 MHz antennas; replace 3 rrus & install 3 rrus
Petition No. 918 | Easton | Center Road | United Illuminating | United Illuminating | self-support lattice | 79 | 79 | 544 | four small Utilinet antennas at var. heights
Docket No. 473 | Easton | Morehouse Road | Verizon | Homeland Towers LLC | monopole | 145 | 150 | 440 | install 12 antennas & 9 RRHs | cabinets |  | battery w/ diesel gen to charge
| Easton | Morehouse Road | AT&T | Homeland Towers LLC | monopole | 135 | 150 | 440 | install 6x700 MHz antennas & 3x700/850Mhz antennas & 12 RRU's | 6-foot cabinet | 6xsurge arrestors, 1xT-Frame, 6xcables, | Dc diesel generator | 15kW w 53hrs runtime | no
| Ellington | Burbank Road | Verizon | Crossroads Site Mngmt | self-support lattice | 170 | 180 |  | 12 Swedcom antennas; 1 GPS antenna | 12'x30' | 40 KW diesel fueled emergency stand-by generator | diesel generator
| Ellington | Burbank Road | AT&T | New England Site Mngmt | self-support lattice | 160 | 180 |  | add 6 Allgon 7250.03 panel antennas |  | up to 4 equipment cabinets on 5x6 concrete pad
| Ellington | Burbank Road | T-Mobile | New England Site Mngmt | self-support lattice |  | 180 |  | E911 upgrade |  | up to 4 equipment cabinets on 5x6 concrete pad
| Ellington | Burbank Road | Cingular | Crossroads Site Management | self-support lattice | 150 | 180 |  | install 12 CSS DUO4-8670 panel antennas | 12x20
| Ellington | Burbank Road | Verizon | Mariner Tower | self-support lattice | 170 | 180 |  | replace 6 existing cellular antennas with 6 new PCS antennas |  | CSC notified of ownership change by letter dated 8/10/06
| Ellington | Burbank Road | Verizon | Mariner Tower | self-support lattice | 176.5 | 180 |  | replace 6 cellular antennas with 6 new cellular antennas
| Ellington | Burbank Road | AT&T | Mariner Tower | self-support lattice | 160 | 180 |  | remove AT&T antennas
| Ellington | Burbank Road | Cingular | Mariner Tower | self-support lattice | 150 | 180 |  | replace 3 existing antennas with 3 new ones |  | add 3 diplexers
| Ellington | Burbank Road | Verizon | SBA | self-support lattice | 177 | 180 |  | replace 12 existing antennas with 6 cellular, 3 PCS, and 3 LTE antennas
| Ellington | Burbank Road | AT&T | SBA | self-support lattice | 156 | 180 |  | replace 6 of 9 existing GSM/UMTS antennas with three new GSM/UMTS antennas and 3 new LTE antennas
| Ellington | Burbank Road | T-Mobile | SBA | self-support lattice | 182.5 | 181.5 |  | install 3 LTE antennas on existing platform
| Ellington | Burbank Road | Verizon | SBA | self-support lattice | 177 | 180 |  | replace 9 ant. w/ 3 850 MHz, 3 1900 MHz, 3 2100 MHz antennas & 6 RRHs |  | one cable
Petition No. 1158 | Ellington | Somers Road | Verizon | Verizon | rooftop | 24 | 16.3 | 293.2 | small cell on roof of building | 8'x8' |  | battery
Petition No. 1197 | Enfield | Anngina Drive | Verizon | Verizon | rooftop | 21 | 13.75 | 175 | canister antenna on roof of building | 8x8 pad
Docket No. 38 | Enfield | Town Farm Road | Continental Cablevision | Continental Cablevision | guyed-lattice | 185 | 190 | 165 | 3-10' dishes at 185, 175, 150 |  | Near Town of Enfield Landfill
| Enfield | Town Farm Road | Town of Enfield | Cox | guyed-lattice | var. | 190 |  | install 4 whip antennas - 1 each @ 180', 174', 154', and 140'
Docket No. 51 | Enfield | Ecology Drive | SNET Cellular | SNET Cellular | monopole | 150 | 150 | 157 | (4-6)-whips | 25x21 | Adjacent to Continental Cablevision tower
| Enfield | Ecology Drive | SCLP | SCLP | monopole | 161 | 150 | 157 | add message alert service antenna
| Enfield | Ecology Drive | SNET/SCLP | SNET/SCLP | [6 empty] | Transfer of Certificate from SNET to Springwich Cellular Limited Partnership
| Enfield | Ecology Drive | SNET/SCLP | SNET/SCLP | monopole | 158 | 150 | 157 | Directional panel antennas , Approx. 4' |  | Increase channels change antenna type
| Enfield | Ecology Drive | Cingular | American Tower | monopole | 154 | 150 | 157 | replace existing antennas with 9 CSS DUO1417-8686-4-0, 6 tower mount amplifiers
| Enfield | Ecology Drive | T-Mobile | American Tower | monopole | 140 | 150 | 157 | add 6 EMS RR90-17-02DP panel antennas | pad
| Enfield | Ecology Drive | Verizon | American Tower | monopole | 130 | 150 | 157 | install 6 cellular and 6 PCS antennas | 12x30
| Enfield | Ecology Drive | Cingular | American Tower | monopole | 154 | 150 | 157 | remove 9 existing antennas, install 6 Powerwave 7770 antennas |  | remove 3 existing diplexers and install 6 new diplexers
| Enfield | Ecology Drive | Pocket (now MetroPCS) | American Tower | monopole | 122 | 150 | 157 | flush mount 3 antennas
| Enfield | Ecology Drive | T-Mobile | American Tower | monopole | 140 | 150 | 157 | add 3 antennas and 3 TMAs |  | UMTS upgrade
| Enfield | Ecology Drive | Clearwire | American Tower | monopole | 112 | 150 | 157 | install 3 panel antennas, 3 TMAs, 2 microwave dishes
| Enfield | Ecology Drive | Verizon | American Tower | monopole | 130 | 150 | 157 | replace 8 of 12 existing antennas with 2 cellular, 3 PCS, and 3 LTE antennas
| Enfield | Ecology Drive | AT&T | American Tower | monopole | 152 | 150 | 157 | add 3 LTE antennas to 3 GSM and 3 UMTS antennas
| Enfield | Ecology Drive | Enertrac | American Tower | monopole | 140 | 150 | 157 | install two omnidirectional (whip) antennas
| Enfield | Ecology Drive | T-Mobile | American Tower | monopole | 140 | 150 | 157 | replace 6 GSM/UMTS antennas with 6 multi-band antennas |  | 4G/LTE upgrade
| Enfield | Ecology Drive | Verizon | American Tower | monopole | 127 | 150 | 157 | replace 6 of 12 existing antennas with 3 cellular and 3 AWS antennas
| Enfield | Ecology Drive | AT&T | American Tower | monopole | 154 | 150 | 157 | retain 3 UMTS ant. & install 6 LTE ant.
| Enfield | Ecology Drive | T-Mobile | American Tower Corporation | monopole | 139 | 150 | 157 | install 3 new 700 MHz antennas
| Enfield | Ecology Drive | Verizon | American Tower Corporation | monopole | 127 | 150 | 157 | replace 6 existing antennas with 3 1900 MHz and 3 2100 MHz antennas |  | replace 3 remote RRH and install 6 RRH and 1 cable
| Enfield | Ecology Drive | Verizon | American Tower Corporation | monopole | 130 | 150 | 157 | replace 6 antennas w 6x 700/850/1900/2100MHz antennas; add 6 rru's
| Enfield | Ecology Drive | AT&T | American Tower Corporation | monopole | 150 | 150 | 157 | replace 3 antennas w 3x 850/1900/2100 MHz antennas; add 3 rru's
| Enfield | Ecology Drive | Sprint | American Tower Corporation | monopole | 104 | 150 | 157 | replace 3 antennas w 3 x 850/1900 MHz & install 3 x 2500 MHz antennas; add 6 rru's |  | replace antenna mount
| Enfield | King Street | Cingular | Cingular | monopole | 148 | 150 |  | remove 12 existing antennas; install 6 new antennas | 12x20 | install 6 tower mount amplifiers and 6 diplexers
| Enfield | King Street | Clearwire | Cingular | monopole | 140 | 150 |  | install 3 antennas and 3 microwave dishes
| Enfield | King Street | AT&T | GTP Structures | monopole | 155 | 150 |  | add 3 LTE antennas to 3 existing GSM and 3 existing UMTS antennas
| Enfield | King Street | GOGO | GTP Structures | monopole | 101, 110 | 150 |  | install 6 antennas at 101' and 6 antennas at 110'
| Enfield | King Street | AT&T | American Tower | monopole | 155 | 150 |  | replace 3 ant. w/ 3 700/1900 MHz ant; add 3 RRHs
| Enfield | Moody Road | Sprint PCS | Nextel | monopole | 168 | 178 |  | 9-panel antennas; 1 GPS antenna @ 50' |  | Nextel on tower @ 180'
| Enfield | Moody Road | AT&T Wireless | Nextel | monopole | 158 | 180 |  | 6 panel ( Allgon 7250) | cabinets
Petition No. 707 | Enfield | Moody Road | Nextel | Nextel | monopole |  | 180 |  |  |  | Nextel to install fuel cell for back up power
| Enfield | Moody Road | Cingular | Nextel | monopole | 158 | 180 |  | remove 3 existing antennas, install 3 new ones |  | install one new equipment cabinet
Petition No. 844 | Enfield | Moody Road | T-Mobile | Nextel | monopole | 188 | 190 |  | install 9 antennas on T-arm mounts | pad | extend tower ten feet to 190' to accommodate antennas
| Enfield | Moody Road | Cingular | Nextel | monopole |  | 190 |  |  |  | extend equipment pad
| Enfield | Moody Road | Pocket (now MetroPCS) | Nextel | monopole | 148 | 190 |  | flush mount 3 antennas
| Enfield | Moody Road | Clearwire | Nextel | monopole | 177 | 190 |  | install 3 WiMAX antennas @ 177' and 2 microwave dishes @ 181'
| Enfield | Moody Road | AT&T | TowerCo, LLC | monopole | 158 | 190 |  | add 3 LTE antennas to 3 existing GSM/UMTS antennas
| Enfield | Moody Road | Sprint | SBA | monopole | 168 | 190 |  | replace 6 CDMA antennas with 3 dual-band antennas |  | 4G/LTE upgrade
| Enfield | Moody Road | AT&T | SBA | monopole |  | 190 |  |  |  | install 50 kW diesel generator for backup power | diesel generator
| Enfield | Moody Road | Sprint | SBA | monopole | 168 | 190 |  | replace 6 CDMA antennas with 3 dual-band antennas |  | 4G/LTE upgrade
| Enfield | Moody Road | T-Mobile | SBA | monopole | 188 | 190 |  | install 3 700 MHz antennas
| Enfield | Moody Road | AT&T | SBA | monopole | 158 | 190 |  | replace 3 antennas w/ new antennas
| Enfield | Moody Road | T-Mobile | SBA | monopole | 188 | 190 |  | install a dish antenna
| Enfield | Moody Road | T-Mobile | SBA | monopole | 188 | 190 |  | replace 6 antennas w 3x600/700MHz and 3 x1900/2100MHz antennas; add 3 rru's
| Enfield | Moody Road | Sprint | SBA | monopole | 168 | 190 |  | install 3 x 2500 MHz antennas ; add 3 rru's
| Enfield | Moody Road | AT&T | SBA | monopole | 158 | 190 |  | install 3 x 700/850/1900/2100 MHz antennas & 3 x 2300 MHz antennas; add 3 rru's
Petition No. 1333 | Enfield | Phoenix Avenue | Verizon | Verizon | rooftop | 36.2 | 31 |  | small cell on façade of fire department building & RRH | 8'x8'
| Enfield | King Street | AT&T | Crown Castle | monopole | 160 | 150 |  | add three receive only antennas for E911 purposes
| Enfield | Elm Street | T-Mobile | Town of Enfield | self-support lattice | 140 | 160 |  | install 6 1900/2100 MHz and 3 700 MHz ant; install 6 RRHs | 10' x 17' pad | tower share
| Enfield | Elm Street | T-Mobile | Town of Enfield | self-support lattice | 143 | 160 |  | install a dish antenna
| Enfield | Elm Street | T-Mobile | Town of Enfield | self-support lattice | 143 | 160 |  | replace 3 antennasa w 3x600/700 MHZ antennas; relocate 3 rru's & replace 3 rru's
| Enfield | Bacon Road | Cingular | Shaker Pines Fire Dist. (Metro Tower) | monopole | 170 | 180 | 172 | up to 12 panel antennas | 11.5x30 | town UHF and VHF antennas at 180'
| Enfield | Bacon Road | T-Mobile | Shaker Pines Fire Dist. (Metro Tower) | monopole | 160 | 180 | 172 | up to 9 panel antennas | pad
| Enfield | Bacon Road | Verizon | Shaker Pines Fire Dist. (Metro Tower) | monopole | 147 | 180 | 172 | 12 panel antennas | 12x30
| Enfield | Bacon Road | Cingular | Shaker Pines Fire Dist. (Metro Tower) | monopole | 168 | 180 | 172 | remove 3 existing antennas, install 3 new ones |  | install 3 diplexers
| Enfield | Bacon Road | Verizon | Shaker Pines Fire Dist. (Metro Tower) | monopole | 150 | 180 | 172 | replace 12 existing antennas with 6 cellular, 3 PCS, and 3 LTE antennas
| Enfield | Bacon Road | AT&T | Shaker Pines Fire Dist. (Metro Tower) | monopole | 170 | 180 | 172 | replace 6 existing GSM antennas with 3 new GSM and 3 LTE antennas; retain 3 existing UMTS antennas
| Enfield | Bacon Road | Verizon | Shaker Pines Fire Dist. (Metro Tower) | monopole | 150 | 180 | 172 | replace 3 of 12 existing antennas with 3 new LTE antennas
| Enfield | Bacon Road | Verizon | SAI | monopole | 150 | 180 | 172 | add 3 AWS antennas to 12 existing antennas
| Enfield | Bacon Road | Verizon | SAI | monopole | 150 | 180 | 172 | replace 6 antennas with 3 700/2100 and 3 1900 MHz antennas
| Enfield | Bacon Road | Verizon | SAI | monopole | 150 | 180 | 172 | replace 3 RRHs with 3 new RRHs
| Enfield | Bacon Road | Verizon | SAI | monopole | 150 | 180 | 172 | replace 3 RRHs with 3 new RRHs
| Enfield | Bacon Road |  | SAI | monopole | 160 | 180 | 172 | install 5GHz MW backhaul antenna
Docket No. 139 | Enfield | Oliver Road | BAM | BAM | monopole | 148 | 160 | 112 | 2-13' whips, 6-11.5' whips | 40x14 | Alternate site
| Enfield | Oliver Road | BAM | BAM | monopole | 150 | 160 | 112 | 13 AIP-9212 |  | Replace Antennas
| Enfield | Oliver Road | BAM | BAM | monopole | 110 | 160 | 112 | 1-GPS |  | Install GPS receive and concrete pad for generator
| Enfield | Oliver Road | BAM/Sprint | BAM | monopole | 148 | 160 | 112 | 9-5' panel, 1-GPS | 9' x 12' | Install 9-5' panel DB980H90 antennas, 1-GPS receive only, and 6 equipment cabinets
| Enfield | Oliver Road | BAM/Nextel | BAM | monopole | 125 | 160 | 112 | 4-panel 12-Swedcom AIP-E9011 | 7x11 | Equipment building, 1 gps on Equip building
| Enfield | Oliver Road | Omni | BAM | monopole | 115 | 160 | 112 | Add 6-5' panels, 1 GPS at 50' |  | Install 6 Celwave APN 199015
| Enfield | Oliver Road | BAM | [7 empty] | Transfer of Certificate from BAM to Crown Atlantic Company LLC
| Enfield | Oliver Road | Pagenet Inc | Crown | monopole | 105 | 160 | 112 | 3-whips | 5x5
Petition No. 435 | Enfield | Oliver Road | Crown/ATT Wireless | Crown | monopole | 160 | 160 | 112 | 3 antennas, EMS RR90-17 | 8.5x14 | antennas 56"x8"x2.75"; 4.5" pipe to mount antennas.
| Enfield | Oliver Road | XM Satellite | Crown Media | monopole | 95 | 160 |  | whip |  | receive only dish connected to ice bridge
| Enfield | Oliver Road | AT&T | Crown Media | monopole |  | 160 |  |  |  | install additional equipment cabinet
| Enfield | Oliver Road | T-Mobile | Crown Media | monopole | 115 | 160 |  | E911 upgrade
| Enfield | Oliver Road | AT&T | Crown Media | monopole |  | 160 |  | add GPS antenna for E911
| Enfield | Oliver Road | Verizon | Crown Media | monopole | 150 | 160 |  | replace 6 cellular with 6 PCS antennas
| Enfield | Oliver Road | Cingular | Crown Media | monopole | 160 | 160 |  | replace 6 existing antennas with 6 new antennas |  | install 6 tower mounted amplifiers and 6 diplexers
| Enfield | Oliver Road | T-Mobile | Crown Media | monopole | 115 | 160 |  | replace 3 existing antennas and 6 TMAs with 3 new antennas and 6 TMAs |  | UMTS upgrade
| Enfield | Oliver Road | Verizon | Crown Media | monopole | 152 | 160 |  | replace 12 existing antennas with 6 cellular, 3 PCS, and 3 700 MHz antennas
| Enfield | Oliver Road | Clearwire | Crown Media | monopole | 137 | 160 |  | install 3 WiMAX antennas and 3 microwave dishes
| Enfield | Oliver Road | MetroPCS | Crown Media | monopole | 106 | 160 |  | install 6 antennas
| Enfield | Oliver Road | AT&T | Crown Castle | monopole | 160 | 160 |  | add 3 LTE antennas to 6 GSM/UMTS antennas
| Enfield | Oliver Road | MetroPCS | Crown Castle | monopole |  | 160 |  |  |  | replace radio cabinet for LTE upgrade
| Enfield | Oliver Road | Sprint | Crown Castle | monopole | 135 | 160 |  | replace 6 CDMA antennas with 3 dual-band antennas |  | 4G/LTE upgrade
| Enfield | Oliver Road | T-Mobile | Crown Castle | monopole | 117 | 160 |  | replace 6 existing antennas with 6 dual-band antennas |  | 4G/LTE upgrade
| Enfield | Oliver Road | Sprint | Crown Castle | monopole | 135 | 160 |  | install 3 new LTE antennas
| Enfield | Oliver Road | Verizon | Crown Castle | monopole | 149 | 160 |  | replace 1 of 12 existing antennas with 1 new 700 MHz antennas and add 3 new 2100 MHz antennas
| Enfield | Oliver Road | T-Mobile | Crown Castle | monopole | 117 | 160 |  | install 3 700 MHz antennas |  | remove all @ 106'
| Enfield | Oliver Road | Verizon | Crown Castle | monopole | 149 | 160 |  | remove 12 ant., install 3 850 MHz, 3 2100 MHz ant; replace 3 RRHs, add 6 RRHs
| Enfield | Oliver Road | AT&T | Crown Castle | monopole | 160 | 160 |  | replace 6 antennas w/ 6 700/1900/2300 MHz antennas; add 6 RRHs
| Enfield | Oliver Road | Verizon | Crown Castle | monopole | 149 | 160 |  | replace 15 antennas w/ 3 850 MHz, 3 700 MHz and 3 2100 MHz for a total of 9 antennas; replace 3 RRHs
| Enfield | Enfield Street | AT&T | AT&T | monopole | 85, 95 | 100 |  | replace 3 existing dual-band antennas with 3 multi-band antennas @ 95' and install 3 new multi-band antennas @ 85' |  | designed as a flag pole with internally mounted antennas
| Enfield | Enfield Street | AT&T | AT&T | monopole | 94 | 100 |  | replace 3 antennas w 3 x 700/850/1900/2300 MHz antennas; | install 6 rrus & upgrAde its equipment | replace caniters @ 68 & 98ft
| Enfield | Bright Meadow Boulevard | BAM | Sprint | monopole | 132.5 | 150 | 109 | 12-DB844H80DINXY panels | 12x30 | 1 GPS, 1 40-kW diesel generator | diesel generator
| Enfield | Bright Meadow Boulevard | AT&T Wireless | Sprint | monopole | 117 | 150 | 109 | 9-panels | 12x20
| Enfield | Bright Meadow Boulevard | BAM | Sprint | monopole | 137 | 150 | 109 |  |  | Relocate antennas from 132.5 to 137 feet AGL
| Enfield | Bright Meadow Boulevard | Nextel | Sprint | monopole | 127 | 150 | 109 | 12-panels | 10x20
| Enfield | Bright Meadow Boulevard | BAM | Sprint | monopole | 132.5 | 150 | 109 | 12 antennas, 1 GPS | 12'x30' | 40 KW diesel fueled emergency stand-by generator | diesel generator
| Enfield | Bright Meadow Boulevard | AT&T | Sprint | monopole | 117 | 150 | 109 | install new equipment into existing equipment shelter
| Enfield | Bright Meadow Boulevard | AT&T | Sprint | monopole |  | 150 | 109 | add GPS antenna for E911
| Enfield | Bright Meadow Boulevard | Verizon | Sprint | monopole | 137 | 150 | 109 | replace 6 cellular with 6 PCS antennas
| Enfield | Bright Meadow Boulevard | Verizon | Sprint | monopole | 137 | 150 | 109 | replace 6 cellular with 6 new cellular antennas
| Enfield | Bright Meadow Boulevard | Cingular | Sprint | monopole | 117 | 150 | 109 | remove 3 existing antennas, install 3 new ones |  | install 6 tower mount amplifiers
| Enfield | Bright Meadow Boulevard | Pocket (now MetroPCS) | Sprint | monopole | 107 | 150 | 109 | flush mount 3 antennas
| Enfield | Bright Meadow Boulevard | Clearwire | Sprint | monopole | 147 | 150 | 109 | install 3 WiMAX and 2 microwave dishes
| Enfield | Bright Meadow Boulevard | AT&T | Crown Castle | monopole | 119 | 150 | 109 | add 3 LTE antennas to 3 existing GSM/UMTS antennas
| Enfield | Bright Meadow Boulevard | Verizon | Crown Castle | monopole | 134 | 150 | 109 | replace 12 existing antennas with 6 cellular, 3 PCS, and 3 LTE antennas
| Enfield | Bright Meadow Boulevard | MetroPCS | Crown Castle | monopole |  | 150 | 109 |  |  | replace radio cabinet for LTE upgrade
| Enfield | Bright Meadow Boulevard | Sprint | Crown Castle | monopole | 147 | 150 | 109 | replace 6 existing CDMA antennas with 3 dual-band antennas |  | 4G/LTE upgrade
| Enfield | Bright Meadow Boulevard | Verizon | Crown Castle | monopole | 134 | 150 | 109 | replace 6 of 12 existing antennas with 3 cellular and 3 AWS antennas
| Enfield | Bright Meadow Boulevard | Sprint | Crown Castle | monopole | 147 | 150 | 109 | install 3 new LTE antennas
| Enfield | Bright Meadow Boulevard | Verizon | Crown Castle | monopole | 134 | 150 | 109 | replace 6 ant w/ 3 1900 MHz, 3 2100 MHz. replace 3 RRHs, add 6 RRHs
| Enfield | Bright Meadow Boulevard | AT&T | Crown Castle | monopole | 119 | 150 | 109 | replace 3 ant w/ 3 new antennas; add 3 RRHs
| Enfield | Bright Meadow Boulevard | T-Mobile | Crown Castle | monopole | 107 | 150 | 109 | replace 6 antennas w 3 x 600/700MHz & 3x1900/2100MHz antennas ; add 3 rru's
| Enfield | Bright Meadow Boulevard | Verizon | Crown Castle | monopole | 137 | 150 | 109 | remove 3 eeu's & replace 6 rru's & relocate 6 existing antennas
| Essex | Main Street | Sprint | Macbeth Ventures, LLC | water tank | 118 | 124.5 |  | remove 6 antennas, install 3 860/1900/2500 antennas and 12 RRHs
| Fairfield | Reef Road | MetroPCS | Fairfield PD | monopole | 116 | 145 |  | install 6 panel antennas | equipment cabinets on steel platform on PD roof; Sprint/Nextel, AT&T, and town also on tower
| Fairfield | Reef Road | T-Mobile | Fairfield PD | monopole | 133 | 145 |  | install 3 antennas and 3 TMAs
| Fairfield | Reef Road | Clearwire | Fairfield PD | monopole | 143 | 145 |  | replace 3 existing Nextel antennas with 3 Clearwire WiMAX antennas and add 2 microwave dishes
| Fairfield | Reef Road | AT&T | Fairfield PD | monopole | 125 | 145 |  | add 3 LTE antennas to 6 GSM/UMTS antennas
| Fairfield | Reef Road | AT&T | Fairfield PD | monopole | 133 | 145 |  | LTE upgrade - replace 6 existing antennas with 6 new antennas
| Fairfield | Reef Road | Sprint | Fairfield PD | monopole | 110 | 145 |  | replace 6 CDMA antennas with 3 new dual-band antennas |  | 4G/LTE upgrade
| Fairfield | Reef Road | AT&T | Fairfield PD | monopole | 130 | 145 |  | install 3 RRHs
| Fairfield | Reef Road | AT&T | Fairfield PD | monopole | 130 | 145 |  | add 3 RRHs
| Fairfield | Reef Road | AT&T | Fairfield PD | monopole | 127 | 145 |  | replace 3 antennas w 3 x 700/2300 MHz antennas & 3 x 700/850/2100 MHz antennas; add 12 rru's
| Fairfield | Reef Road | Sprint | Fairfield PD | monopole | 110 | 145 |  | replace 3 antrennas w 3 x 850/1900 MHz antennas & install 3 x 2500 MHz antnennas; add 3 rru's
Petition No. 437 | Fairfield | Hawthorne Drive | UI | UI | monopole | 79 | 79 |  | Cell Master Unit | cabinet | replace 30' wood utility pole with 79' wood utility pole
| Fairfield | - Black Rock Tpk. | Nextel | Sprint | monopole | 75 | 90 |  | 6 panel | 10x20 | Sprint on pole @ 88'
| Fairfield | - Black Rock Tpk. | Clearwire | Sprint | monopole | 69 | 90 |  | install 3 WiMAX antennas
| Fairfield | - Black Rock Tpk. | Sprint | Crown Castle | monopole | 87 | 90 |  | replace 3 antennas w 3 x 850/1900MHz antennas and replace antenna concealment
Petition No. 383 | Fairfield | Morehouse Drive | Sprint | CL&P | self-support lattice | 101 | 106.5 | 230 | 9-panel |  | p0383 - add 22.5-foot powermount extension to existing 84-foot transmission line tower
Petition No. 475 | Fairfield | Morehouse Drive | VoiceStream | CL&P | self-support lattice | 95 | 106.5 |  | 3-EMS dual-pol antennas | cabinet
Petition No. 525 | Fairfield | Morehouse Drive | AT&T | CL&P | self-support lattice | 84 | 106.5 |  | 3 panel | cabinet | CL&P structure 876
| Fairfield | Morehouse Drive | AT&T | CL&P | self-support lattice | 84 | 106.5 |  | replace existing antennas in kind | cabinet | additional equipment cabinet
| Fairfield | Morehouse Drive | T-Mobile | CL&P | self-support lattice | 95 | 106.5 |  | E911 upgrade
| Fairfield | Morehouse Drive | AT&T | CL&P | self-support lattice |  | 106.5 |  | add GPS antenna for E911
| Fairfield | Morehouse Drive | AT&T | CL&P | self-support lattice | 84 | 106.5 |  | replace 3 GSM/UMTS antennas with 3 multi-band antennas |  | 4G/LTE upgrade
| Fairfield | Morehouse Drive | T-Mobile | CL&P | self-support lattice | 95 | 106.5 |  | replace 6 existing antennas with 6 multi-band antennas |  | 4G/LTE upgrade
| Fairfield | Morehouse Drive | Sprint | CL&P | self-support lattice | 104 | 106.5 |  | replace 6 CDMA antennas with 3 dual-band antennas |  | 4G/LTE upgrade
| Fairfield | Morehouse Drive | T-Mobile | Eversource | self-support lattice | 95 | 107 |  | replace 3 ant w/ 3 700 MHz
| Fairfield | Morehouse Drive | AT&T | Eversource | self-support lattice | 84 | 86 |  | replace 3 ant w/ 3 700/1900 MHz; install 3 TMAs
| Fairfield | Morehouse Drive | Sprint | Eversource | self-support lattice | 104 | 86 |  | replace 3 antennas w 3 x 800/1900/2500 MHz antennas | instal 3 RRU's
Docket No. 86 | Fairfield | Wood House Road | BAM | BAM | monopole | 160 | 160 | 330 | 3-12' whips, 2-13' whips | 15.5x21 | Fairfield DE/A site
| Fairfield | Wood House Road | BAM/SCLP | BAM | monopole | 144 | 160 | 330 | 9 -panel | 15' x 21' | Install 9-panel DB-834-RF antennas and a building
| Fairfield | Wood House Road | BAM | BAM | monopole | 160 | 160 | 330 | 1-GPS |  | Install GPS receive only
Petition No. 387 | Fairfield | Wood House Road | BAM/OMNI | BAM | monopole | 138 | 160 | 330 | 6-5' panels, GPS at 50 ft |  | Replace 160 ft tower and expand site boundaries.
| Fairfield | Wood House Road | BAM | [7 empty] | Transfer of Certificate from BAM to Crown Atlantic CO.LLC
| Fairfield | Wood House Road | AT&T Wireless | Crown | monopole | 170 | 160 | 330 | 3-panels | 12x20 | Pipe extension on top of tower
| Fairfield | Wood House Road | Pagenet Inc | Crown | monopole | 118 | 160 | 330 | 3-whips | cabinets
| Fairfield | Wood House Road | Pagenet Inc | Crown | monopole | 118 | 160 | 330 |  |  | Increase antennas from 3 to 5 from 7/29/99 approval
| Fairfield | Wood House Road | ARDIS American Mobile | Crown | monopole | 119 | 160 | 330 | 1 whip | 8x10
| Fairfield | Wood House Road | Metricom | Crown Media | monopole | 100 | 171 |  | 8-triple decibel ISM panel antennas | cabinet
| Fairfield | Wood House Road | XM Satellite | Crown Media | monopole | 128(ant);75(dish) | 171 |  | 1 Til-Tek omnidirectional | 10'x12' | 25.25" receive-only dish
| Fairfield | Wood House Road | AT&T Wireless | Crown | monopole | [5 empty] | Install new equipment within existing shelter
| Fairfield | Wood House Road | Cingular | Crown | monopole | 144 | 171 |  | upgrade for GSM service
| Fairfield | Wood House Road | AT&T Wireless | Crown | monopole |  | 171 |  | add GPS for E911
| Fairfield | Wood House Road | T-Mobile | Crown | monopole | 135 | 171 | 330 | replace 3 existing antennas with 12 EMS RR90-17-02DP antennas |  | add 2 Nortel S12000BTS cabinets
| Fairfield | Wood House Road | Verizon | Crown | monopole | 162 | 171 | 330 | replace 6 cellular antennas with 6 PCS antennas
| Fairfield | Wood House Road | New Cingular | Crown | monopole | 152 | 171 | 330 | remove 9 existing antennas, install 6 dual band antennas
| Fairfield | Wood House Road | Verizon | Crown | monopole | 158 | 171 | 330 | replace 6 cellular with 6 new cellular antennas
| Fairfield | Wood House Road | T-Mobile | Crown | monopole | 140 | 171 | 330 | UMTS upgrade: replace 3 of 6 existing antennas |  | replace existing TMAs
| Fairfield | Wood House Road | Clearwire | Crown | monopole | 128 | 171 | 330 | Install 3 panel antennas and 3 microwave dishes
| Fairfield | Wood House Road | Verizon | Crown | monopole | 158 | 171 | 330 | replace 12 existing antennas with 6 cellular, 3 PCS and 3 700 MHz antennas
| Fairfield | Wood House Road | AT&T | Crown | monopole | 150 | 171 | 330 | add 3 antennas and 6 RRHs to 6 existing antennas and 12 TMAs
| Fairfield | Wood House Road | T-Mobile | Crown | monopole | 140 | 171 | 330 | replace 6 existing antennas with 3 GSM/UMTS quad pole antennas and 3 LTE quad pole antennas
| Fairfield | Wood House Road | Verizon | Crown | monopole | 158 | 171 | 330 | add 3 AWS antennas to 12 existing antennas
| Fairfield | Wood House Road | AT&T | Crown | monopole | 150 | 171 | 330 | install 3 RRHs
| Fairfield | Wood House Road | T-Mobile | Crown Castle | monopole | 140 | 171 | 330 | install 3 700 MHz antennas
| Fairfield | Wood House Road | AT&T | Crown Castle | monopole | 148 | 171 | 330 | replace 3 ant w/ 3 850/1900/2300 MHz; replace 3 RRHs, add 3 RRHs
| Fairfield | Wood House Road | Verizon | Crown Castle | monopole | 158 | 171 | 330 | replace 6 ant w/ 3 700/1900 MHz, 3 2100 MHz ant; replace 3 RRHs, add 6 RRHs
| Fairfield | Wood House Road | AT&T | Crown Atlantic Company | monopole | 148 | 171 | 330 | replace 3 antennas with 3 x 700/2100 MHz antennas and install 6 RRHs
| Fairfield | Wood House Road | Sprint | Crown Atlantic Company | monopole | 128 | 171 | 330 | replace 3 antennas w 3x850/1900MHz antennas and install 3x2500MHz antennas; add 12 RRU"s
| Fairfield | Wood House Road | Sprint | Crown Atlantic Company | monopole |  |  |  |  | install 1 x cabinet on new 10'x15' conc. Pad | install 1 x PPC on new 5' backboard
| Fairfield | Wood House Road | AT&T | Crown Atlantic Company | monopole | [6 empty] | diesel generator | 30-kilowatt | no
| Fairfield | Congress Street | SCLP | Town of Fairfield | monopole | 125 | 150 |  | 12-ALP 110 panels | 12x26 | Nextel on tower @ 156', Sprint on @ 138', Omnipoint on @ 113', Town antennas @ 108'
| Fairfield | Congress Street | Cingular | Town of Fairfield | monopole | 125 | 150 |  | upgrade for GSM service
| Fairfield | Congress Street | T-Mobile | Town of Fairfield | monopole | 113 | 150 |  | replace 3 existing antennas with 6 EMS TDR85-17-222DPL2Q antennas | pad | add 2 Nortel S12000 cabinets
| Fairfield | Congress Street | Verizon | Town of Fairfield | monopole | 80 | 150 |  | install 12 CSS SA15-86 panel antennas | 12x30
| Fairfield | Congress Street | New Cingular | Town of Fairfield | monopole | 138 | 150 |  | remove 9 existing antennas, install 6 dual band antennas | 12x20
| Fairfield | Congress Street | Cingular/AT&T | Town of Fairfield | monopole | 125 | 150 |  | remove AT&T antennas
| Fairfield | Congress Street | Sprint Nextel | Town of Fairfield | monopole | 138 | 150 |  | install 3 WiMAX antennas |  | install one WiMAX radio cabinet; add GPS antenna to ice bridge
| Fairfield | Congress Street | Verizon | Town of Fairfield | monopole | 80 | 150 |  | replace 2 cellular antennas with 2 new cellular antennas |  | install one WiMAX radio cabinet; add GPS antenna to ice bridge
| Fairfield | Congress Street | Sprint/Nextel | Town of Fairfield | monopole | 138, 150 | 150 |  | install 1 microwave dish @ 138' and 1 microwave dish @ 150'
| Fairfield | Congress Street | T-Mobile | Town of Fairfield | monopole | 110 | 150 |  | replace 3 existing antennas and 6 TMAs with 3 new antennas and 6 TMAs |  | UMTS upgrade
| Fairfield | Congress Street | AT&T | Town of Fairfield | monopole | 127 | 150 |  | add 3 antennas and 6 RRHs to 3 existing antennas and 12 TMAs
| Fairfield | Congress Street | Verizon | Town of Fairfield | monopole | 80 | 150 |  | replace 10 of 12 existing antennas with 4 cellular, 3 PCS and 3 LTE antennas
| Fairfield | Congress Street | Sprint | Town of Fairfield | monopole | 139 | 150 |  | replace 6 CDMA antennas with 3 dual-band antennas |  | 4G/LTE upgrade
| Fairfield | Congress Street | Verizon | Town of Fairfield | monopole | 80 | 150 |  | replace 3 of 12 existing antennas with 3 new AWS antennas
| Fairfield | Congress Street | AT&T | Town of Fairfield | monopole | 127 | 150 |  | replace 3 ant w/ 3 70/1900 MHz; add 3 RRHs
| Fairfield | Congress Street | Sprint | Town of Fairfield | monopole | 138 | 150 |  | install 3 2500 MHz antennas & 6 RRHs
| Fairfield | Congress Street | Verizon | Town of Fairfield | monopole | 80 | 150 |  | replace 6 existing w 3 x 700MHz & 3x 2100MHz antennas; add 9 RRH
| Fairfield | Congress Street | AT&T | Town of Fairfield | monopole | 127 | 150 |  | replace 3 antennas w 3 x 700/850/2300 MHz antennas ; add 3 rru's
| Fairfield | Congress Street | T-Mobile | Town of Fairfield | monopole | 116 | 150 |  | replace 3 antennas w 3 x 600/700/1900/2100 MHz antennas & install 3 x 1900/2100 MHz antennas; add 3 RRU's
Petition No. 343 | Fairfield | Walls Drive | SCLP | Robert Scinto | self-support lattice | 20 | 20 |  | 9 panels, transfer 3 antennas from old tower |  | Replace 20' tower with new 20' tower on 4 story roof
| Fairfield | Walls Drive | Cingular | Robert Scinto | self-support lattice | 20 | 20 |  | upgrade for GSM service
| Fairfield | Walls Drive | New Cingular | Robert Scinto | self-support lattice | 20 | 20 |  | replace 9 single band antennas with 6 dual band antennas
| Fairfield | Walls Drive | AT&T | Robert Scinto | self-support lattice | 20 | 20 |  | add 3 antennas and 6 RRHs to 6 existing antennas and 12 TMAs
| Fairfield | Walls Drive | AT&T | Robert Scinto | self-support lattice | top | 20 |  | replace 3 antennas with 3 700/1900 MHz antennas
| Fairfield | Walls Drive | AT&T | Robert Scinto | self-support lattice | top | 20 |  | replace 3 antennas w 3 x 850/2300/2100 MHz antennas; add 6 rru's
Petition No. 462 | Fairfield | Fairfield University, Canisus Hall | UI | Fairfield University | self-support lattice | 88 | 88 |  | 1-10'x3" whip antenna | cabinet | 33' ssl tower on 55' building
Petition No. 636 | Fairfield | Timko Street | T-Mobile | UI | monopole | 106 | 90 | 98 | install 6 EMS DR65-18-02PL2Q antennas | pad | install pipe mast on existing monopole transmission structure - not in service
Petition No. 471 | Fairfield | Westport Turnpike | VoiceStream | CL&P | self-supporting lattice | 96 | 81 |  | 4 panel antennas | cabinets | 17'4" long 3" diameter pipe mast
| Fairfield | Westport Turnpike | T-Mobile | Eversource | self-supporting lattice | 96 | 81 |  | replace 2 antennas with 2 1900/2100 MHz antennas |  | remove 1 microwave dish
Docket No. 282 | Farmington | Westerberg Drive | Sprint | Sprint | monopole | 150 | 156 | 163 | three antennas | pad | designed as a flag pole with internally mounted antennas
Docket No. 282 | Farmington | Westerberg Drive | Nextel | Sprint | monopole | 120 | 156 | 163 | six antennas stacked three over three | pad
Docket No. 282 | Farmington | Westerberg Drive | T-Mobile | Sprint | monopole | 130 | 156 | 163 | three antennas | pad
| Farmington | Westerberg Drive | New Cingular | Sprint | monopole | 139 | 156 | 163 | install 3 panel antennas | 12x20
| Farmington | Westerberg Drive | n/a | TowerCo, LLC | monopole | n/a | 156 | 163 | n/a |  | Transfer of Certificate from Sprint
| Farmington | Westerberg Drive | AT&T | TowerCo, LLC | monopole | 139 | 156 | 163 | replace 3 GSM/UMTS antennas with 3 multi-band antennas |  | radome for AT&T antennas enlarged
| Farmington | Westerberg Drive | Sprint | SBA | monopole | 153 | 156 | 163 | replace 3 CDMA antennas with 3 dual-band antennas |  | 4G/LTE upgrade
| Farmington | Westerberg Drive | Verizon | SBA | monopole | 120 | 156 | 163 | 3 panel antennas in flagpole | 12x20 | EFR 1133. Using Nextel's abandoned shelter | propane generator | 35-kW
| Farmington | Westerberg Drive | AT&T | SBA | monopole | 139 | 156 | 163 | replace 3 antennas w/ 3 1900/2300 MHz antennas; replace 3 TMAs w/ 6 TMAs
| Farmington | Westerberg Drive | Sprint | SBA | monopole | 156 | 156 | 163 | remove 3 antennas; add 3 850/1900/2500 MHz antenna |  | add RRHs to equipment platform
| Farmington | Westerberg Drive | AT&T | SBA | monopole | 139 | 156 | 163 | replace 3 antennas w 3 x 700/850/1900/2100/2300 MHz antennas; add 9 rru's
| Farmington | Birdseye Road | Nextel | Sprint | monopole | 120 | 140 |  | 12-panels, ALP 9212 | 10x20 | Sprint on tower @ 142'
| Farmington | Birdseye Road | Verizon | Sprint | monopole | 110 | 140 |  | 6 LPD-6513 and 6 LPA 185063/8CF panel antennas | 12x30
| Farmington | Birdseye Road | T-Mobile | Sprint | monopole | 100 | 140 |  | install 3 panel antennas
| Farmington | Birdseye Road | Cingular | Sprint | monopole | 131 | 140 |  | replace 9 existing antennas with 3 Powerwave 7770 antennas |  | install 6 tower mount amplifiers
| Farmington | Birdseye Road | Pocket (now MetroPCS) | Sprint | monopole | 90 | 140 |  | install 3 flush mounted antennas |  | install 6 tower mount amplifiers
| Farmington | Birdseye Road | T-Mobile | Sprint | monopole | 100 | 140 |  | remove and replace 3 antennas and 6 TMAs |  | UMTS upgrade
| Farmington | Birdseye Road | Verizon | Sprint | monopole | 109 | 140 |  | replace 6 existing PCS antennas with 3 new PCS and 3 700 MHz antennas
| Farmington | Birdseye Road | AT&T | Crown Castle | monopole | 130 | 140 |  | add 3 LTE antennas to 3 existing GSM/UMTS antennas
| Farmington | Birdseye Road | MetroPCS | Crown Castle | monopole | n/a | 140 |  | n/a |  | replace radio cabinet for LTE upgrade
| Farmington | Birdseye Road | Sprint | Crown Castle | monopole | 139 | 140 |  | replace 6 existing CDMA antennas with 3 dual-band antennas |  | 4G/LTE upgrade
| Farmington | Birdseye Road | AT&T | Crown Castle | monopole | n/a | 140 |  | n/a |  | install 50 kW diesel generator for backup power | diesel generator
| Farmington | Birdseye Road | Verizon | Crown Castle | monopole | 109 | 140 |  | replace 7 of 12 existing antennas with 1 new LTE, 3 new cellular, and 3 new AWS antennas
| Farmington | Birdseye Road | T-Mobile | Crown Castle | monopole | 100 | 140 |  | replace 3 GSM antennas with 3 GSM/UMTS and add 3 LTE antennas |  | 4G/LTE upgrade
| Farmington | Birdseye Road | Sprint | Crown Castle | monopole | 139 | 140 |  | add 3 CDMA/LTE antennas to 3 existing antennas
| Farmington | Birdseye Road | T-Mobile | Crown Castle | monopole | 100 | 140 |  | install 3 700 MHz antennas |  | remove all @ 120'
| Farmington | Birdseye Road | Verizon | Crown Castle | monopole | 109 | 140 |  | replace 9 antennas with 3 700, 3 1900, and 3 2100 antennas
| Farmington | Birdseye Road | AT&T | Crown Castle | monopole | 130 | 140 |  | replace 3 existing antennas w/ new; replace 3 RRHs w/ new
| Farmington | Birdseye Road | T-Mobile | Crown Castle | monopole | 100 | 140 |  | replace 6 antennas w 3x 600/700MHz & 3x 1900/2100 MHz antennas
| Farmington | Birdseye Road | AT&T | Crown Castle | monopole | 130 | 140 |  | install 3 x850/1900MHz antennas; add 9 rru's
| Farmington | Birdseye Road | Verizon | Crown Castle | monopole | 109 | 140 |  | replace 6 RRU's
| Farmington | Birdseye Road | Verizon | Crown Castle | monopole | 109 | 140 |  | replace 3 antennas w 3x 3500 MHz antennas; add 3 rrus
Docket No. 374 | Farmington | Town Farm Road | Verizon | Verizon | monopole | 110 | 110 | 189 | install 15 antennas on low profile platform | 12x30 | Town owns land
| Farmington | Town Farm Road | AT&T | Verizon | monopole | 100 | 110 | 189 | install 9 dual band antennas | 12x20 | AT&T tower share originally approved 1/27/11, but CSC approval expired
| Farmington | Town Farm Road | AT&T | Verizon | monopole | 100 | 110 | 189 | replace 9 dual-band antennas with 9 multi-band antennas |  | 4G/LTE upgrade
| Farmington | Town Farm Road | Verizon | Verizon | monopole | 110 | 110 | 189 | replace 3 of 15 existing antennas with 3 LTE antennas
| Farmington | Town Farm Road | Verizon | American Tower Corporation | monopole | 110 | 110 | 189 | replace 9 antennas with 3 700/1900 MHz & 3 2100 MHz antennas; add 9 RRHs
| Farmington | Town Farm Road | AT&T | American Tower | monopole | 110 | 110 | 189 | replace 3 antennas w/ 3 1900/2300 MHz antennas; add 6 RRHs
Docket No. 480 | Farmington | Westwoods Drive | T-Mobile | SectorSite, LLC | monopole | 127 and 117 | 130 | 296 | install 6 antennas within flagpole | cabinets | designed as a flag pole with internally mounted antennas; on town-owned property used as golf course, fire station and agricultural fields; D&M Plan approved on November 9, 2018 | battery and propane generator
| Farmington | Colt Highway | T-Mobile | Outlet Broadcasting | guyed-lattice | 112 | 120 | 708 | replace 3 existing antennas with 3 UMTS quad pole antennas
| Farmington | Colt Highway | T-Mobile | Outlet Broadcasting | guyed-lattice | 112 | 120 | 708 | replace 3 existing GSM antennas with 2 dual-band and 1 multi-band antennas |  | 4G/LTE upgrade
| Farmington | Colt Highway | T-Mobile | Outlet Broadcasting | guyed-lattice | 103 | 120 | 708 | new antenna supports w/ 3 1900/2100 MHz and 3 700 MHz antennas, and 3 RRHs
| Farmington | Colt Highway | T-Mobile | Outlet Broadcasting | guyed-lattice | 103 | 120 | 708 | replace 3 ant w/ 3 1900/2100 MHz
| Farmington | Colt Highway | T-Mobile | Outlet Broadcasting | guyed-lattice | 103 | 120 | 708 | replace 6 antennas w 3x2100MHz & 3x600/700/2100MHz antennas; add 3 x RRU's
Petition No. 326 | Farmington | Farmington Avenue | SNET/SCLP | UCONN Health Center | guyed-lattice | 20 | 80 | 556.5 | 2-antennas |  | Add antennas to an 80 ft tower atop a 10 story building(20' and 60')
| Farmington | Farmington Avenue | SNET/SCLP | UCONN Health Center | guyed-lattice | 80 | 80 | 557 | 9-direct |  | Replace 80' tower with same, add antennas, add equipment building to penthouse
| Farmington | Farmington Avenue | SCLP | UCONN Health Center | guyed-lattice | 80/213 | 80 | 423 | 9 panels |  | Replace existing tower atop 133' building
| Farmington | Farmington Avenue | SNET/Cingular | UCONN Health Center | guyed-lattice | 80/213 | 80 | 423 | replace exisiting antennas with 10 CSS DUO4-8760, 6 tower mount amplifiers, 6 diplexers
| Farmington | Farmington Avenue | Cingular | UCONN Health Center | guyed-lattice | 80/213 | 80 | 423 | replace 6 existing antennas with 6 new antennas
Petition No. 1180 | Farmington | Middle Road | Verizon | Passionist Fathers of Connecticut, Inc. | rooftop | 57.11 | 50.1 | 292.5 | 2100 MHz canister antenna | 8x8 platform | small cell attached to rooftop penthouse concealed in faux chimney
| Farmington | New Britain Avenue | Sprint | Farmington Fire District | monopole | 170 | 190 | 190 | 12 panel, 1 GPS at 50' | exist bld.
| Farmington | New Britain Avenue | AT&T | Farmington Fire District | monopole | 150 | 190 | 190 | 6 Allgon 7250.03 panel antennas | exist bld. | up to 4 equipment cabinets in existing equipment building
| Farmington | New Britain Avenue | Cingular | Farmington Fire District | monopole | 150 | 190 | 190 | replace 3 existing antennas with 3 new ones | exist bld. | install 6 tower mount amplifiers
| Farmington | New Britain Avenue | T-Mobile | Farmington Fire District | monopole | 160 | 190 | 190 | install 9 antennas | exist bld.
| Farmington | New Britain Avenue | Pocket (now MetroPCS) | Farmington Fire District | monopole | 140 | 190 | 190 | flush mount 3 antennas
| Farmington | New Britain Avenue | T-Mobile | Farmington Fire District | monopole | 160 | 190 | 190 | add 3 antennas and 3 TMAs |  | UMTS upgrade
| Farmington | New Britain Avenue | Clearwire | Farmington Fire District | monopole | 170 | 190 | 190 | install 3 WiMAX antennas and 2 microwave dishes
| Farmington | New Britain Avenue | AT&T | Farmington Fire District | monopole | 148 | 190 | 190 | add 3 LTE antennas and 6 RRHs to 3 existing GSM/UMTS antennas
| Farmington | New Britain Avenue | Sprint | Farmington Fire District | monopole | 170 | 190 | 190 | replace 6 CDMA antennas with 3 dual-band antennas |  | 4G/LTE upgrade
| Farmington | New Britain Avenue | MetroPCS | Farmington Fire District | monopole |  | 190 | 190 |  |  | replace radio cabinet for LTE upgrade
| Farmington | New Britain Avenue | T-Mobile | Farmington Fire District | monopole | 160 | 190 | 190 | replace 3 GSM antennas and 3 UMTS antennas with 3 multi-band antennas and 3 LTE antennas |  | 4G/LTE upgrade
| Farmington | New Britain Avenue | Sprint | Farmington Fire District | monopole | 170 | 190 | 190 | add 3 new CDMA/LTE antennas to 3 existing ones
| Farmington | New Britain Avenue | T-Mobile | Farmington Fire District | monopole | 160 | 190 | 190 | add 3 new PCS/AWS antennas to 6 existing antennas
| Farmington | New Britain Avenue | Sprint | Farmington Fire District | monopole | 170 | 190 |  | install 3 2500 MHz antennas and 6 RRHs
| Farmington | New Britain Avenue | AT&T | Farmington Fire District | monopole | 150 | 190 |  | install 3 2300 MHz antennas; add 6 RRHs
Petition No. 423 | Farmington | Maple Ridge Road | Omni | CL&P | utility pole | 77.5 | 65 | 245 | 2-SPA 1900/85/17/2/DS |  | Rebuild H-frame structure 8011, One leg taller
| Farmington | Maple Ridge Road | T-Mobile | CL&P | utility pole | 77.5 | 65 | 245 | E911 upgrade
| Farmington | Maple Ridge Road | T-Mobile | CL&P | utility pole | 84 | 65 | 245 | replace 3 antennas @ 82', add 3 antennas @ 75'
| Farmington | Maple Ridge Road | T-Mobile | CL&P | utility pole | 75, 82 | 65 | 245 | replace 3 antennas @ 82'; replace 3 antennas @ 75' |  | UMTS upgrade
| Farmington | Maple Ridge Road | T-Mobile | CL&P | utility pole | 73 | 65 | 245 | replace 3 existing antennas with 3 new LTE antennas |  | 4G/LTE upgrade
| Farmington | Maple Ridge Road | T-Mobile | CL&P | utility pole | 73 | 65 | 245 | replace 3 antennas w 3 x 600/700 MHz antennas; swap3 RRU's
Petition No. 644 | Farmington | Maple Ridge Road | Sprint | CL&P | utility pole | 100 | 100 | 239 | attach 3 antennas to top of new extended pole | pad | raise height of existing H-pole from 61' to 100' for antennas (northern pole)
Petition No. 644 | Farmington | Maple Ridge Road | Cingular | CL&P | utility pole | 88 | 100 | 239 | attach 3 antennas to new extended pole | 12x20 | raise height of existing H-pole from 61' to 100' for antennas (northern pole)
Petition No. 832 | Farmington | Maple Ridge Road | Sprint | CL&P | utility pole | 100 | 102 | 239 | flush mount 3 iDEN antennas on new pole | pad | raise height of existing H-pole from 61' to 102' for antennas (southern pole)
| Farmington | Maple Ridge Road | AT&T (Cingular) | CL&P | utility pole | 88 | 102 | 239 | replace 3 flush mounted antennas with 6 antennas on T-arms
| Farmington | Maple Ridge Road | Sprint | CL&P | utility pole | 98 | 102 | 239 | replace 3 CDMA antennas with 3 dual-band antennas |  | 4G/LTE upgrade
| Farmington | Maple Ridge Road | AT&T | Eversource | utility pole | 88 | 102 | 239 | replace 6 antennas with 3 700/1900/2300 MHz antennas and 3 850/1900 MHz antennas
| Farmington | Lovely Street | SNET/SCLP | SNET/SCLP | monopole | 104 | 100 |  |  |  | add 2-6' whip antennas
| Farmington | Lovely Street | Nextel | SNET | monopole | 84 | 102 | 255 | 3-RS9070 at 84' agl and 3 RS9070 antennas at 75' AGL | 7x11
| Farmington | Lovely Street | SCLP | SNET | monopole | 102 | 102 | 255 | 3-EMS RS90-12 |  | Replace existing tower
| Farmington | Lovely Street | Cingular | AT&T | monopole | 102 | 102 | 255 | replace existing antennas with 3 EMS MB96RR900200DPBL, 6 tower mount amplifiers
| Farmington | Lovely Street | Cingular | AT&T | monopole | 100 | 102 | 255 | replace 3 antennas with 6 new antennas; replace 6 TMAs with 6 new TMAs
| Farmington | Lovely Street | AT&T | AT&T | monopole | 100 | 102 | 255 | add 3 multi-band antennas to 6 GSM/UMTS antennas |  | 4G/LTE upgrade
Docket No. 274 | Farmington | Hyde Road | AT&T | AT&T | monopole | 150 | 150 | 171 | 3 panel antennas on T-arms | pad
Docket No. 274 | Farmington | Hyde Road | Verizon | AT&T | monopole | 140 | 150 | 171 | 6 PCS antennas, 6 cellular antennas on platform | 12x30
| Farmington | Hyde Road | New Cingular | New Cingular | monopole | 150 | 150 | 171 | 12 dual band antennas | 12x20 | transfer of certificate
Docket No. 55 | Farmington | Rattlesnake Mountain | United Cable TV Services | Chase Family Limited Partner. | guyed-lattice | 500 | 1057 | 710 | 1-10' dish @500, 1-6' dish @480 |  | (existing tower) 2-6' dishes @100, 1-8' dish @100, 5 E.S.; antennas at top of tower extend 44' above structural top of tower
| Farmington | Rattlesnake Mountain | NBC Universal | Outlet Broadcasting | guyed-lattice | 1057 | 1057 | 710 | replace broadcast antenna w/ 575 MHz broadcast antenna
| Farmington | Rattlesnake Mountain | BAM | Communications Site Management | guyed-lattice | 240 | 1339 | 674 | 2-transmit, 6-recieve |  | Install 2-transmit Model PD 10017 (256') and 6 receive ModelPD 1132(240) also afdd equipment to existing building
| Farmington | Rattlesnake Mountain | BAM | Communications Site Management | guyed-lattice | 87 | 1339 | 674 | 1-10' micro dish, 1-6' micro dish |  | Install a 10' micro dish Andrew UHX10-59J(87'), and a 6' micro dish Andrew UHX6-59H(155')
| Farmington | Rattlesnake Mountain | BAM | Communications Site Management | guyed-lattice | 239 | 1339 | 674 | 8-ALP-9212 |  | Replace Antennas
| Farmington | Rattlesnake Mountain | XM Satellite | Communications Site Management | guyed-lattice | 460 | 1339 | 674 | 3 3' panel antennae |  | 26" satellite dish on ice bridge
| Farmington | Rattlesnake Mountain | Verizon | Communications Site Management | guyed-lattice | 235 | 1339 | 674 | replace 3 existing cellular antennas with 3 ALP 6014-N PCS antennas
| Farmington | Rattlesnake Mountain | Sprint | Communications Site Management | guyed-lattice | 160 | 1339 | 674 | install nine panel antennas @ 160', one donor antenna @ 75' | pad
| Farmington | Rattlesnake Mountain | MediaFLO | Communications Site Management | guyed-lattice | 1132 | 1339 | 674 | Install 36' pylon antenna; 6' diameter dish @ 90'; 6' diameter dish @ 80' | pad
| Farmington | Rattlesnake Mountain | Pocket (now MetroPCS) | Communications Site Management | guyed-lattice | 140 | 1339 | 674 | flush mount 3 antennas
| Farmington | Rattlesnake Mountain | Pocket (now MetroPCS) | Communications Site Management | guyed-lattice |  | 1339 | 674 | place COW in place temporarily because delays in digital TV conversion holds up mounting of antennas approved on 3/17/09
| Farmington | Rattlesnake Mountain | Verizon | Communications Site Management | guyed-lattice | 120, 106 | 1339 | 674 | remove antennas @ 235'; install 4 cellular antennas @ 120' and 6 PCS antennas @ 106'
| Farmington | Rattlesnake Mountain | Clearwire | Communications Site Management | guyed-lattice | 195 | 1339 | 674 | install 3 WiMAX antennas and 2 microwave dishes
| Farmington | Rattlesnake Mountain | Verizon | Communications Site Management | guyed-lattice | 106, 120 | 1339 | 674 | replace 2 (of 2) antennas @ 106 feet with 2 PCS antennas; replace 2 of 8 antennas @ 120 feet with 2 LTE antennas
| Farmington | Rattlesnake Mountain | MetroPCS | Communications Site Management | guyed-lattice |  | 1339 | 674 |  |  | replace radio cabinet for LTE upgrade
| Farmington | Rattlesnake Mountain | CT Natural Gas | Communications Site Management | guyed-lattice | 747 | 1339 | 674 | install 1 dipole antenna
| Farmington | Rattlesnake Mountain | Sirius XM Radio | Communications Site Management | guyed-lattice | 460 | 1339 | 674 | replace 3 existing antennas with 1 omni-directional antenna and dish antenna at 35'
| Farmington | Rattlesnake Mountain | Verizon | Communications Site Management | guyed-lattice | 106 | 1339 | 674 | remove 2 of 2 existing antennas at 106'; retain 8 antennas at 120'
| Farmington | Rattlesnake Mountain | Verizon | Communications Site Management | guyed-lattice | 120 | 1339 | 674 | replace 2 existing 700 MHz LTE antennas
Petition No,. 1194 | Franklin | Franklin Turnpike | Verizon | D.W. Holdings, LLC | rooftop | 129.2 | 125.1 | 272.5 | 2100 MHz canister antenna |  | small cell attached to rooftop
Petition No. 781 | Franklin | Ayer Road | Verizon | SBA | monopole | 177 | 180 |  | install 12 panel antennas | 12x30 | tower extended from original 150' to petition-requested 180'
| Franklin | Ayer Road | Verizon | SBA | monopole | 177 | 180 |  | remove 6 of 12 existing antennas; install 6 new PCS and 6 new LTE antennas
| Franklin | Tyler Drive | Cingular (AT&T) | Town of Franklin | self-support lattice | 168 | 180 |  | install 9 panel antennas | 12x20 | town has various antennas at top of tower
| Franklin | Tyler Drive | AT&T | Town of Franklin | self-support lattice | 168 | 180 |  | add 3 multi-band antennas to 6 existing GSM/UMTS antennas |  | 4G/LTE upgrade
| Franklin | Tyler Drive | AT&T | Town of Franklin | self-support lattice | 169 | 180 |  | replace 6 antennas with 3 x 700/2100 Mhz & 3 x 700/850/1900 Mhz antennas; install 3 rru's
| Franklin | Doctor Nott Road | Verizon | American Tower | guyed-lattice | 170 | 300 |  | install 12 panel antennas | 12x30
| Franklin | Doctor Nott Road | Nextel | American Tower | guyed-lattice | 180 | 300 |  | install 3 panel antennas
| Franklin | Doctor Nott Road | Verizon | American Tower | guyed-lattice | 165 | 300 |  | replace 6 existing cellular antennas with 6 new cellular antennas
| Franklin | Doctor Nott Road | Verizon | American Tower | guyed-lattice | 169 | 300 |  | replace 12 existing antennas with 6 cellular, 3 PCS, and 3 LTE antennas
| Franklin | Doctor Nott Road | Verizon | American Tower | guyed-lattice | 169 | 300 |  | replace 9 existing antennas w/
| Franklin | Doctor Nott Road | Sprint | American Tower | guyed-lattice | 180 | 300 |  | replace 3 antennas w 3 x 850/1900 & install 3 x 2500 MHz antennas
Petition No. 618 | Glastonbury | Hebron Avenue - CL&P # | Verizon | CL&P | utility pole | 132 | 111 |  | install 12 panel antennas on a 132' powermount pole within lattice tower | 12x20
| Glastonbury | Hebron Avenue - CL&P # | Verizon | CL&P | utility pole | 132 | 111 |  | replace 8 of 12 existing antennas with 2 cellular, 3 PCS, and 3 LTE antennas
| Glastonbury | Hebron Avenue - CL&P # | Verizon | CL&P | utility pole | 132 | 111 |  | replace 12 ant. w/ 3 700 MHz, 3 850 MHz, 3 1900 MHz, 3 2100 MHz
| Glastonbury | New London Turnpike | Pocket (now MetroPCS) | Crown Castle | monopole | 140 | 150 |  | three flush mounted antennas |  | other, unidentified antennas on tower
| Glastonbury | New London Turnpike | Sprint | Crown Castle | monopole | 147 | 150 |  | replace 2 CDMA antennas with one new CDMA antenna
| Glastonbury | New London Turnpike | MetroPCS | Crown Castle | monopole |  | 150 |  |  |  | replace radio cabinet as part of LTE upgrade
| Glastonbury | New London Turnpike | Sprint | Crown Castle | monopole | 147 | 150 |  | replace 6 CDMA antennas with 3 dual-band antennas |  | 4G/LTE upgrade
| Glastonbury | Dickinson Road | Verizon | SBA | monopole | 168 | 180 |  | 12-Swedcom antennas; 1-GPS antenna | 12'x20'
| Glastonbury | Dickinson Road | VoiceStream | SBA | monopole | 177 | 180 |  | 8 Allgon panel antennae | cabinet
| Glastonbury | Dickinson Road | AT&T | SBA | monopole | 147 | 176 |  | 6 panel (Allgon 7250) | cabinet
| Glastonbury | Dickinson Road | T-Mobile | SBA | monopole | 177 | 180 |  | E911 upgrade
| Glastonbury | Dickinson Road | Cingular | SBA | monopole | 137 | 180 |  | install up to 12 CSS DUO-1417-8686 panel antennas | 12x20 | assoc. equipment: 6 TTAs, 3 CSS combiners
| Glastonbury | Dickinson Road | Verizon | SBA | monopole | 168 | 180 |  | replace 6 cellular antennas with 6 PCS antennas
| Glastonbury | Dickinson Road | AT&T | SBA | monopole | 147 | 180 |  | remove antennas - no longer in use
| Glastonbury | Dickinson Road | Verizon | SBA | monopole | 167 | 180 |  | replace 6 cellular antennas with 6 new cellular antennas
| Glastonbury | Dickinson Road | Pocket (now MetroPCS) | SBA | monopole | 147 | 180 |  | flush mount 3 antennas
| Glastonbury | Dickinson Road | Cingular | SBA | monopole | 137 | 180 |  | remove 9 existing antennas and 6 TMAs; install 6 new antennas, 6 TMAs, and 6 diplexers
| Glastonbury | Dickinson Road | Verizon | SBA | monopole | 167 | 180 |  | replace 12 existing antennas with 6 cellular, 3 PCS, and 3 LTE antennas
| Glastonbury | Dickinson Road | AT&T | SBA | monopole | 137 | 180 |  | add 3 LTE antennas to 3 existing GSM and 3 existing UMTS antennas
| Glastonbury | Dickinson Road | Sprint | SBA | monopole |  | 180 |  | install 1 fiber distribution box; install 3 RRHs on ground; replace 2 equipment cabinets
| Glastonbury | Dickinson Road | Verizon | SBA | monopole | 167 | 180 |  | replace 3 of 12 antennas with 3 new LTE antennas
| Glastonbury | Dickinson Road | AT&T | SBA | monopole | 167 | 180 |  | install 3 RRHs previously approved
| Glastonbury | Dickinson Road | Verizon | SBA | monopole | 167 | 180 |  | replace 6 ant w/ 3 700/2100 MHz, 3 1900 MHz; add 6 RRHs
| Glastonbury | Dickinson Road | AT&T | SBA | monopole | 137 | 180 |  | replace 3 ant w/ new antennas; replace 3 RRHs w/ new
| Glastonbury | Dickinson Road | Sprint | SBA | monopole | 157 | 180 |  | replace 6 antennas w 3x850/1900 & 3x2500 MHz; 12 RRU
| Glastonbury | Main Street | SCLP | Glastonbury, Town of | self-support lattice | 165 | 169 |  | add009-4' panels | 24x26 | replace existing tower w/new one of same height
| Glastonbury | Main Street | Cingular | Glastonbury, Town of | self-support lattice | 166.5 | 169 |  | replace existing with 9 CSS DUO1417-8686-4-0, 6 tower mount amplifiers, 3 diplexers
| Glastonbury | Main Street | Cingular | Glastonbury, Town of | self-support lattice | 166.5 | 169 |  | remove 3 existing antennas, install 3 new ones |  | install 3 diplexers
| Glastonbury | Main Street | AT&T | Glastonbury, Town of | self-support lattice | 166 | 169 |  | replace 3 of 6 existing GSM antennas with 3 new LTE antennas; retain 3 existing UMTS antennas
| Glastonbury | Main Street | AT&T | Glastonbury, Town of | self-support lattice | 167 | 169 |  | replace 6 of 12 existing antennas with 6 new LTE antennas
| Glastonbury | Main Street | AT&T | Glastonbury, Town of | self-support lattice | 167 | 169 |  | replace 3 existing antennas/TMAs with 3 new antennas/RRUs and 6 new triplexers
| Glastonbury | Main Street | AT&T | Glastonbury, Town of | self-support lattice | 167 | 169 |  | install 3 x 800 MHz antennas; add 12 RRU's
| Glastonbury | Main Street | Nextel | St. Pauls Church | self-support lattice | 128 | 130 |  | 12-ALP 9212 panels, 2-GPS | 10x20 | Replace old ssl with new ssl of same height
| Glastonbury | Main Street | Sprint | Nextel | self-support lattice | 118 | 130 | 30 | 9 panel - GPS at 50' | cabinet
| Glastonbury | Main Street | AT&T | Nextel | self-support lattice | 108 | 130 |  | 12 panel | 12x20
| Glastonbury | Main Street | T-Mobile | Nextel | self-support lattice | 93 | 130 |  | add 9 RR65-19 antennas |  | 3 Nortel S8000 cabinets on concrete pad
| Glastonbury | Main Street | Cingular | Nextel | self-support lattice | 108 | 130 |  | remove existing Allgon 7250 antennas; install 6 Powerwave 7770 antennas |  | install 6 tower mount amplifiers and 6 diplexers
| Glastonbury | Main Street | Pocket (now MetroPCS) | Nextel | self-support lattice | 100 | 130 |  | flush mount 3 antennas
| Glastonbury | Main Street | T-Mobile | Nextel | self-support lattice | 93 | 130 |  | add 3 panel antennas and 3 TMAs |  | UMTS upgrade
| Glastonbury | Main Street | Clearwire | Nextel | self-support lattice | 128 | 130 |  | install 3 WiMAX antennas and 2 microwave dishes
| Glastonbury | Main Street | Sprint | Nextel | self-support lattice |  | 130 |  |  |  | install 5 kW fuel cell as backup power | fuel cell backup
| Glastonbury | Main Street | AT&T | SBA | self-support lattice | 110 | 130 |  | add 3 multi-band antennas to 6 GSM/UMTS antennas |  | 4G/LTE upgrade
| Glastonbury | Main Street | MetroPCS | SBA | self-support lattice |  | 130 |  |  |  | replace radio cabinet as part of LTE upgrade
| Glastonbury | Main Street | Sprint | SBA | self-support lattice | 118.5 | 130 |  | replace 6 CDMA antennas with 3 dual-band antennas |  | 4G/LTE upgrade
| Glastonbury | Main Street | AT&T | SBA | self-support lattice |  | 130 |  |  |  | install 50 kW diesel generator for backup power | diesel generator
| Glastonbury | Main Street | Verizon | SBA | self-support lattice | 80 | 130 |  | install 12 panel antennas | 12x24
| Glastonbury | Main Street | T-Mobile | SBA | self-support lattice | 83 | 130 |  | remove 9 existing antennas and 6 TMAs; install 6 new 4G antennas and 3 TMAs
| Glastonbury | Main Street | Sprint | SBA | self-support lattice | 120 | 130 |  | install 3 new CDMA/LTE antennas
| Glastonbury | Main Street | Verizon | SBA | self-support lattice | 80 | 130 |  | replace 12 antennas with 6 700/850, 3 1900, and 3 2100 MHz antennas
| Glastonbury | Main Street | T-Mobile | SBA | self-support lattice | 93 | 130 |  | install 3 700 MHz antennas
| Glastonbury | Main Street | AT&T | SBA | self-support lattice | 110 | 130 |  | replace 3 ant w/ 3 700/1900 MHz ant; replace 3 RRHs
| Glastonbury | Main Street | Sprint | SBA | self-support lattice | 120 | 130 |  | replace 1 antenna w/ 1 800/1900 MHz antenna
| Glastonbury | Main Street | T-Mobile | SBA | self-support lattice | 93 | 130 |  | replace 6 antennas w 3x600/700MHz and 3 x1900/2100MHz antennas; swap 3 rru's
| Glastonbury | Main Street | AT&T | SBA | self-support lattice | 110 | 130 |  | relocate 6 antennas; replace 3 antennas w 3x 700/850/2100 MHz antennas & install 3 x 2300 MHz antennas ; add 3 rru's
Petition No. 1160 | Glastonbury | Oakwood Drive | Verizon | Verizon | small cell | 34 | 35.2 | 142 | small cell attached to building | 8'x8'
| Glastonbury | Paxton Way | Sprint | Crown Castle | monopole | 147 | 150 |  | remove 6 of 9 existing antennas; install 3 new dual-band antennas
Petition No. 1318 | Glastonbury | Main Street | Verizon | Bidwell Associates | sc | 27.5 | 29 |  | small cell canister; install 1 RRH | wall-mounted | small cell on pipe mount attached to building
Docket No. 174 | Glastonbury | Three Mile Road | SCLP | BAM | monopole | 140 | 150 | 475 | n/a | 21x40 | Share facility with BAM
Docket No 174 | Glastonbury | Three Mile Road | BAM | BAM | monopole | 148 | 150 | 475 | 15-52"x11.4" panels | 21x40 | Share facility with SCLP
| Glastonbury | Three Mile Road | BAM | [7 empty] | Transfer of Certificate from BAM to Crown Atlantic Company LLC
| Glastonbury | Three Mile Road | Omni | Crown | monopole | 115 | 150 | 475 | 3-panels, EMS RR90-17-02DP |  | equipment cabinets
| Glastonbury | Three Mile Road | Nextel | Crown | monopole | 126 | 150 | 475 | 12-ALP 9011N panels | 10x20
| Glastonbury | Three Mile Road | XM Satellite/Radio | Crown | monopole | 105 | 150 | 475 | Til Tek omnidirctional antenna | 10x12 | 25.25" satellite dish @55'
| Glastonbury | Three Mile Road | Sprint | Crown | monopole | 127 | 150 | 475 | Single panel antenna, small dish antenna | cabinets
| Glastonbury | Three Mile Road | Cingular | Crown | monopole | 140 | 150 | 475 | replace existing antennas with 9 CSS DUO4-8670, 9 tower mount amplifiers/diplexers | cabinets
| Glastonbury | Three Mile Road | AT&T | Crown | monopole | 80 | 150 | 475 | add 6 Allgon 7250.02 panel antennas | cabinets | up to 4 equipment cabinets on concrete pad
| Glastonbury | Three Mile Road | T-Mobile | Crown | monopole | 115 | 150 | 475 | E911 upgrade
| Glastonbury | Three Mile Road | Verizon | Crown | monopole | 149 | 150 | 475 | replace existing antennas with 6 cellular and 6 PCS antennas
| Glastonbury | Three Mile Road | Cingular | Crown | monopole | 140 | 150 | 475 | replace 3 existing panel antennas |  | removed 3 tower mount amplifiers and install 6 diplexers
| Glastonbury | Three Mile Road | Cingular/AT&T | Crown | monopole | n/a | 150 | 475 | remove all AT&T ground equipment
| Glastonbury | Three Mile Road | Verizon | Crown | monopole | 148 | 150 | 475 | install 2 tower mount amplifiers
| Glastonbury | Three Mile Road | Verizon | Crown | monopole | 148 | 150 | 475 | replace 2 existing cellular antennas with 2 new cellular antennas
| Glastonbury | Three Mile Road | T-Mobile | Crown | monopole | 116 | 150 | 475 | add 3 UMTS antennas to 3 existing GSM antennas; replace 6 TMAs
| Glastonbury | Three Mile Road | Verizon | Crown | monopole | 148 | 150 | 475 | replace 12 existing antennas with 6 cellular, 3 PCS, and 3 LTE antennas
| Glastonbury | Three Mile Road | AT&T | Crown Castle | monopole | 138 | 150 | 475 | replace 6 existing GSM antennas with 3 new GSM and 3 LTE antennas; retain 3 existing UMTS antennas
| Glastonbury | Three Mile Road | Verizon | Crown Castle | monopole | n/a | 150 | 475 | n/a |  | replace 500 gallon propane tank with 1000 gallon tank for backup generator | propane generator
| Glastonbury | Three Mile Road | Verizon | Crown Castle | monopole | 148 | 150 | 475 | add 3 AWS antennas to 12 existing antennas
| Glastonbury | Three Mile Road | T-Mobile | Crown Castle | monopole | 117 | 150 | 475 | replace 3 GSM antennas (of 6 existing) with 3 UMTS antennas; add 3 LTE antennas |  | 4G/LTE upgrade
| Glastonbury | Three Mile Road | Verizon | Crown Castle | monopole | top | 150 | 475 | replace 9 antennas with 3 700, 3 1900, and 3 2100 antennas
| Glastonbury | Three Mile Road | T-Mobile | Crown Castle | monopole | 117 | 150 | 475 | install 3 700 MHz antennas
| Glastonbury | Three Mile Road | AT&T | Crown Castle | monopole | 138 | 150 | 475 | replace 6 antennas with 3 850/1900 and 3 700/1900 MHz antennas
| Glastonbury | Three Mile Road | AT&T | Crown Castle | monopole | 138 | 150 | 475 | replace 3 RRUs with 3 new RRUs and install 6 tower mounted switches
| Glastonbury | Three Mile Road | Verizon | Crown Castle | monopole | 145 | 150 | 475 | replace 9 ant. w/ 3 700 MHz, 3 1900 MHz, 3 2100 MHz; replace 3 RRHs, add 6 RRHs
| Glastonbury | Three Mile Road | Sprint | Crown Castle | monopole | 97 | 150 | 475 | replace 1 antenna w/ 1 1900/2500 MHz repeater antenna, install new relay
| Glastonbury | Three Mile Road | Sigfox | Crown Castle | monopole | 124 | 150 | 475 | install one whip antenna, one new mount and a standoff antenna support | existing building | tower share,
| Glastonbury | Three Mile Road | T-Mobile | Crown Castle | monopole | 118 | 150 | 475 | replace 6 antennas w 3 x1900/2100 MHz & 3 x 600/700 MHz antennas; replace 3 rru's
Docket No. 16 | Glastonbury | Bell Street | Greater Hartford CATV, Inc | Greater Hartford CATV, Inc | self-support lattice | 85 | 90 | 330 | 10' dish | 6x8
| Glastonbury | Bell Street | Town of Glastonbury | Greater Hartford CATV, Inc | self-support lattice | 75 | 90 | 330 | add Wisco DB-806XT and Scala RF.900B antennas |  | install outdoor equipment cabinet
| Glastonbury | Bell Street | Cingular | Greater Hartford CATV, Inc | self-support lattice | 88 | 90 | 330 | add up to 12 CSS DUO-1417-8686 panel antennas | 12x20
| Glastonbury | Bell Street | Cingular | Greater Hartford CATV, Inc | self-support lattice | 88 | 90 | 330 | remove 3 existing antennas, install 3 new ones |  | install six diplexers
| Glastonbury | Bell Street | Pocket (now MetroPCS) | Greater Hartford CATV, Inc | self-support lattice | 85 | 90 | 330 | flush mount 3 antennas
| Glastonbury | Bell Street | Clearwire | Greater Hartford CATV, Inc | self-support lattice | 55 | 90 | 330 | install 3 panel antennas and 3 microwave dishes
Petition No. 990 | Glastonbury | Bell Street | Verizon | Greater Hartford CATV, Inc | self-support lattice | 100 | 104 | 330 | install 15 antennas on T-arm mounts |  | extend height of tower to 104'
| Glastonbury | Bell Street | AT&T | Cox Communications | self-support lattice | 89 | 104 | 330 | repalce 3 of 6 existing UMTS antennas with 3 new LTE antennas; retain 3 existing GSM antennas
| Glastonbury | Bell Street | AT&T | Cox Communications | self-support lattice |  | 104 | 330 |  |  | install 50 kW diesel generator for backup power | diesel generator
| Glastonbury | Bell Street | MetroPCS/T-Mobile | InSite Wireless | self-support lattice | 65 | 104 | 330 | replace 3 existing antennas with 6 new CDMA/LTE antennas
| Glastonbury | Bell Street | Verizon | InSite Wireless | self-support lattice | 102 | 104 | 330 | replace 12 antennas w/ 3 700 MHz, 3 850 MHz, 3 1900 MHz, 3 2100 MHz
| Glastonbury | Bell Street | T-Mobile | InSite Wireless | self-support lattice | 65 | 104 | 330 | replace mounts, transfer 6 six existing antennas, add 3 700 MHz antennas
| Glastonbury | Bell Street | AT&T | InSite Wireless | self-support lattice | 90 | 104 | 330 | replace 3 antennas and relocate 3 antennas; add 3 RRHs, relocate 3 RRHs
| Glastonbury | Bell Street | Verizon | InSite Wireless | self-support lattice | 102 | 104 | 330 | replace 6 ant w/ 3 700/2100 MHz, 3 1900 MHz ant; replace 3 RRHs, add 6 RRHs
| Glastonbury | Bell Street | T-Mobile | InSite Wireless | self-support lattice | 65 | 104 | 330 | replace six antennas w 3x600/700 MHz & 3x1900/2100 MHz antennas; add 3 rru's
Docket No. 359 | Glastonbury | Montano Road | T-Mobile | Optasite | monopole | 117 | 120 | 260 | three antennas on low profile platform | pad
| Glastonbury | Montano Road | Clearwire | Optasite | monopole | 110 | 120 | 260 | install 3 panel antennas and 2 microwave dishes
| Glastonbury | Montano Road | T-Mobile | Optasite | monopole | 117 | 120 | 260 | replace 6 antennas with 6 dual-band antennas |  | 4G/LTE upgrade
| Glastonbury | Montano Road | AT&T | Optasite | monopole | 100 | 120 | 260 | install 12 antennas |  | antenna array revised/Council approval 5/29/14
| Glastonbury | Montano Road | Verizon | Optasite | monopole | 90 | 120 | 260 | install 12 antennas | 12x26 | EFR 1133 | diesel generator
| Glastonbury | Montano Road | T-Mobile | SBA | monopole | 115 | 119 | 260 | install 3 700 MHz antennas
| Glastonbury | Montano Road | AT&T | SBA | monopole | 100 | 119 | 260 | integrate 3 RRHs
| Glastonbury | Montano Road | Sprint | SBA | monopole | 110 | 119 | 260 | replace 3 antennas with 3 x 2500 MHz antennas ;
| Glastonbury | Montano Road | Sprint | SBA | monopole | [5 empty] | install underground conduit and fibre; install one cabinet with NID on a H -frame
| Glastonbury | Montano Road | T-Mobile | SBA | monopole | 117 | 119 | 260 | replace 6 antennas w 3 x 600/700MHz & 3x1900/2100MHz antennas ; add 3 rru's
Docket No. 478 | Glastonbury | Woodland Street | T-Mobile | Eco-Site, Inc. | monopole | 146 | 150 | 319 | install up to 9 antennas and a dish antenna | pad | D&M Plan for a Monopole tower design Approved on January 17, 2019 | battery and propane generator
| Glastonbury | Woodland Street | AT&T | Eco-Site, Inc. | monopole | 136 | 150 | 319 | install 3 x 700/2300 Mhz antennas & 6 x 700/850/1900/2100 MHz antennas & 15 rru's | 6'x6'x9' shelter on steel platform |  | diesel generator | 20-kilowatt | no
Docket No. 63 | Glastonbury | Birch Mountain Road | DEP | DEP | self-support lattice | 117 | 120 | 870 | 1-4' dish, 2-6' dish, 1-8' dish, 4 whips
| Glastonbury | Birch Mountain Road | DPS,DEP,OEM | DPS | self-support lattice |  | 120 | 868 | 6-whips, 4-dish, 1-dipole array,1-dipole, 1-folded monopole | 18' x 45' | Add 6-whips, 4-dish, 1-dipole array,1-dipole, 1-folded monopole, an equipment shelter and remove existing tower and shelter
Petition No. 49 | Glastonbury | Birch Mountain Road | SNET | SNET | self-support lattice | 118 | 125 | 864 | 3-12' dishes, 1-6', 1-8' dish | 9x15 | Replace existing tower, move antennas
| Glastonbury | Birch Mountain Road | SNET/SCLP | SNET/SCLP | self-support lattice | 132 | 125 | 864 |  |  | Add message service alert antenna
| Glastonbury | Birch Mountain Road | SNET/SCLP | SNET/SCLP | self-support lattice | 127.4 | 125 | 864 | Directional panel antennas , Approx. 4' |  | Increase channels change antenna type
| Glastonbury | Birch Mountain Road | SNET/Cingular | SNET/SCLP | self-support lattice | 128.5 | 125 | 864 | Replace existing antennas with 9 CSS DUO4-8670, 6 tower mount amplifiers, 3 diplexers
| Glastonbury | Birch Mountain Road | Cingular | AT&T | self-support lattice | 130 | 125 | 864 | replace existing array with 6 new antennas, 6 TMAs, and 6 diplexers |  | UMTS upgrade
| Glastonbury | Birch Mountain Road | AT&T | AT&T | self-support lattice | 128 | 125 | 864 | add 3 multi-band antennas to 6 GSM/UMTS antennas |  | 4G/LTE upgrade
| Glastonbury | Birch Mountain Road | AT&T | AT&T | self-support lattice | [5 empty] | install 30-kilowatt diesel generator on 4x10 con. Pad; install ATS & circuit breaker | diesel generator | 30-kW | no
| Glastonbury | Birch Mountain Road | AT&T | SNET | self-support lattice | 128 | 125 | 864 | retain 3 multi-band antennas of 9 existing and add 9 new LTE antennas
| Glastonbury | Birch Mountain Road | VoiceStream | Pinnacle Towers Inc. | self-support lattice | 177.5 | 180 |  | 2-EMS dual-pol at 140 deg.; 2-at 260 deg. | cabinet
| Glastonbury | Birch Mountain Road | T-Mobile | Cellco | self-support lattice | 177.5 | 180 |  | E911 upgrade
| Glastonbury | Birch Mountain Road | AT&T | Pinnacle | self-support lattice | 130 | 199 |  | add 6 Allgon 7250.03 panel antennas |  | up to four equipment cabinets on concrete pad
| Glastonbury | Birch Mountain Road | Cingular/AT&T | Pinnacle | self-support lattice | 130 | 199 |  | decommission AT&T antennas
| Glastonbury | Birch Mountain Road | Sprint | Crown Castle | self-support lattice |  | 199 |  |  |  | install 1 RRH cabinet and 1 fiber junction box
| Glastonbury | Birch Mountain Road | T-Mobile | Crown Castle | self-support lattice | 183 | 200 |  | install 3 LTE antennas.
| Glastonbury | Birch Mountain Road | T-Mobile | Crown Castle | self-support lattice | 183 | 200 |  | remove 3 antennas, install 3 700 Mhz and 6 1900/2100 MHz antennas
| Glastonbury | Birch Mountain Road | Sprint | Crown Castle | self-support lattice | 170 | 200 |  | replace 6 ant w/ 3 800/1900 MHz; add 3 RRHs & 3 diplexers on ground
| Glastonbury | Birch Mountain Road | Sprint | Crown Castle | self-support lattice | 170 | 200 |  | replace 6 antennas w 3 x 850/1900 & 3 x 2500MHz antennas; add 9 RRU's
| Glastonbury | Birch Mountain Road | T-Mobile | Crown Castle | self-support lattice | 182 | 200 |  | replace 3 antennas w 3 x 600/700 MHz antennas; replace 3 rru's
Docket No. 58 | Glastonbury | Birch Mountain Road | BAM | Micheal Glassner Electrical Con | guyed-lattice | 180 | 220 | 870 | 2-11' whips, 3-8' reflect. ant | 15x22 | Tyrol tract / existing tower
| Glastonbury | Birch Mountain Road | BAM | Michael Glassner Elec. Cont. | guyed-lattice | 115 | 220 | 870 | 2-6' micro dishes |  | Add 2-6' micro dishes Model HP-60A72 LF
| Glastonbury | Birch Mountain Road | BAM | Michael Glassner Elec. Cont. | guyed-lattice | n/a | 220 | 870 | n/a | 10x8 | Install concrete pad and generator
| Glastonbury | Birch Mountain Road | Verizon | Michael Glassner Elec. Cont. | guyed-lattice | 166 | 220 | 870 | replace existing antennas with 4 ALP 9219 & 8 ALP 9009 antennas
| Glastonbury | Birch Mountain Road | Verizon | Michael Glassner Elec. Cont. | guyed-lattice | 166 | 220 | 870 | replace existing antennas with 12 DB844H90 antennas
| Glastonbury | Birch Mountain Road | Verizon | Michael Glassner Elec. Cont. | guyed-lattice | 155 | 220 | 870 | replace existing antennas with 6 cellular and 6 PCS antennas
| Glastonbury | Birch Mountain Road | Verizon | Michael Glassner Elec. Cont. | guyed-lattice | 125 | 220 | 870 | install 1 microwave dish antenna
| Glastonbury | Birch Mountain Road | Verizon | M&R Glassner Family LLC | guyed-lattice | 165 | 220 | 870 | replace 12 existing antennas with 6 cellular, 3 PCS, and 3 LTE antennas
| Glastonbury | Birch Mountain Road | Verizon | M&R Glassner Family III, LLC | guyed-lattice | 165 | 225 | 870 | replace 12 antennas with 3 700, 3 850, 3 1900, and 3 2100 MHz antennas
Docket No. 260 | Goshen | Brush Hill Road | Sprint | Sprint | monopole | 195 | 195 | 1237 | 12 panel antennas | pad
| Goshen | Brush Hill Road | Sprint | Bay Communications | monopole | 195 | 195 | 1237 |  |  | Transfer of Certificate
| Goshen | Brush Hill Road | Verizon | Bay Communications | monopole | 185 | 195 | 1237 | 12 Decibel DB950F85E-M antennas
| Goshen | Brush Hill Road | Verizon | Bay Communications | monopole | 185 | 195 | 1237 | replace 6 LPA-185080/12CF antennas with 6 LPA-80080/6CF antennas
| Goshen | Brush Hill Road | Cingular | Bay Communications | monopole | 175 | 195 | 1237 | install 6 antennas
| Goshen | Brush Hill Road | Verizon | Bay Communications | monopole | 181 | 195 | 1237 | install temporary microwave dish |  | dish to be in place for 18 months
| Goshen | Brush Hill Road |  | SBA Communications | monopole |  | 195 | 1237 |  |  | Transfer of Certificate
| Goshen | Brush Hill Road | Sprint | SBA Communications | monopole | 193 | 195 | 1237 | replace 6 existing CDMA antennas with 3 dual-band antennas |  | 4G/LTE upgrade
| Goshen | Brush Hill Road | Verizon | SBA Communications | monopole | 185 | 195 | 1237 | replace 8 of 12 existing antennas with 2 cellular, 3 PCS, and 3 LTE antennas |  | 4G/LTE upgrade
| Goshen | Brush Hill Road | AT&T | SBA Communications | monopole | 172.5 | 195 | 1237 | add 3 multi-band antennas to 6 GSM/UMTS antennas |  | 4G/LTE upgrade
| Goshen | Brush Hill Road | Sprint | SBA Communications | monopole | 195 | 195 | 1237 | add 3 new dual band antennas to 3 existing antennas
| Goshen | Brush Hill Road | T-Mobile | SBA Communications | monopole | 160 | 195 | 1237 | install 3 700 MHz & 3 1900/2100 MHz antennas; add 9 RRHs | 4 cabinets | tower share | propane generator | 75 kW
| Goshen | Brush Hill Road | Sprint | SBA | monopole | 195 | 195 | 1237 | install 3 2500 MHz antennas; add 3 RRHs
| Goshen | Brush Hill Road | AT&T | SBA | monopole | 173 | 195 | 1237 | replace 6 antennas w 3 x 700/1900 MHz & 3x700/850/2100/5G 850 MHz antennas; replace 3 rrus & install 6 rrus | upgrade g.l equipment
Docket No. 337 | Goshen | North Road | Verizon | Verizon | monopole | 150 | 150 | 1599 | 12 panel antennas | 12x30
| Goshen | North Road | Verizon | Verizon | monopole | 150 | 150 | 1599 | replace of 12 existing antennas with 3 PCS and 3 LTE antennas
| Goshen | North Road | AT&T | Verizon | monopole | 137 | 150 | 1599 | install 12 antennas ; add 27 rru's | 11.5' x 16' shelter |  | diesel generator |  | no
| Goshen | North Road | Verizon | Verizon | monopole | 150 | 150 | 1599 | replace 6 antennas w/ 3 700 MHz & 3 2100 MHz antennas; add 9 RRHs
| Goshen | North Road | T-Mobile | Verizon | monopole | 138 | 150 | 1599 | install 8 x 1900/2100 MHz antennas & 1 x 11GHz MW dish; add 8 rru's | 10'x15' concrete pad | Tower Share: install 1 cabinet and H-frame on concrete pad | diesel generator | 25kilowatt | no
| Goshen | North Road | Verizon | Verizon | monopole | 150 | 150 | 1599 | install 6 rru's and 2 cables
| Granby | North Granby Road | Nextel/SCLP | Nextel | monopole | 135 | 150 | 243 | 12-Swedcom 11011 | 12x26 | Shared use of Nextel Tower
| Granby | North Granby Road | Omni | Nextel | monopole | 120 | 150 | 243 | 3-panels, EMS RR65-1802DP | cabinets
| Granby | North Granby Road | SCLP | Nextel | monopole | 140 | 150 | 243 |  |  | Relocate antennas from 135 to 140 feet AGL
| Granby | North Granby Road | AT&T | Nextel | monopole | 100 | 150 | 243 | 6 Allgon 7250.02 panel antennas
| Granby | North Granby Road | SNET/Cingular | Nextel | monopole | 140 | 150 | 243 | replace existing antennas with 9 CSS DUO4-8670, 9 tower mount amplifiers
| Granby | North Granby Road | T-Mobile | American Tower | monopole | 120 | 150 | 243 | E911 upgrade
| Granby | North Granby Road | Cingular/AT&T | American Tower | monopole | 100 | 150 | 243 | decommission AT&T antennas
| Granby | North Granby Road | Pocket (now MetroPCS) | American Tower | monopole | 100 | 150 | 243 | flush mount 3 antennas
| Granby | North Granby Road | Cingular | American Tower | monopole | 140 | 150 | 243 | replace 9 existing antennas, 6 TMAs, 3 diplexers with 6 new antennas, 6 TMAs, 6 diplexers |  | UMTS upgrade
| Granby | North Granby Road | Sprint | American Tower | monopole |  | 150 | 243 |  |  | install 4 kW ReliOn hydrogen fuel cell generator for emergency backup power | fuel cell backup
| Granby | North Granby Road | AT&T | TowerCo, LLC | monopole | 140 | 150 | 243 | add 3 LTE antennas to 3 GSM and 3 UMTS antennas
| Granby | North Granby Road | Sprint | SBA | monopole | 126 | 150 | 243 | replace 6 CDMA antennas with 3 dual-band antennas |  | 4G/LTE upgrade
| Granby | North Granby Road | Sprint | SBA | monopole | 128 | 150 | 243 | replace 3 existing antennas with 3 new LTE antennas
| Granby | North Granby Road | AT&T | SBA | monopole | 140 | 150 | 243 | install 3 RRHs
| Granby | North Granby Road | T-Mobile | SBA | monopole | 115 | 150 | 243 | replace 3 antennas w 4 x 1900/2100MHz & Install 4 x 600/700MHz & 4x1900/2100MHz antennas
| Granby | Lost Acres Road | Verizon | SBA Towers II, LLC | self-support lattice | 160 | 160 | 670 | install 6 LPA-185080/12CF and 6 LPA-80080/6CF antennas | 12x30
Petition No. 916 | Granby | Lost Acres Road | AT&T | SBA Towers II, LLC | self-support lattice | 170 | 170 | 670 | install 6 antennas | 12x20 | add 10-foot extension to tower for AT&T antennas
| Granby | Lost Acres Road | Verizon | SBA Towers II, LLC | self-support lattice | 160 | 170 | 670 | replace 10 of 12 existing antennas with 4 cellular, 3 PCS, and 3 LTE antennas
| Granby | Lost Acres Road | AT&T | SBA | self-support lattice | 170 | 170 | 670 | add 3 multi-band antennas to 6 existing GSM/UMTS antennas |  | 4G/LTE upgrade
| Granby | Lost Acres Road | Verizon | SBA | self-support lattice | 160 | 170 | 670 | replace 2 of 12 existing antennas with 2 new LTE antennas
Docket No. 263 | Granby | Higley Road | AT&T | AT&T | monopole | 120 | 120 | 592 | up to 12 panel antennas on platform on top of tower | pad | up to 4 equipment cabinets
| Granby | Higley Road | New Cingular | New Cingular | monopole | 120 | 120 | 592 | up to 12 panel antennas on platform on top of tower | 12x20 | transfer of Certificate and revision of D&M plan
| Granby | Higley Road | T-Mobile | New Cingular | monopole | 107 | 120 | 592 | install 3 panel antennas | pad
| Granby | Higley Road | Verizon | New Cingular | monopole | 97 | 120 | 592 | install 6 PCS and 6 cellular antennas | 12x30
| Granby | Higley Road | Verizon | New Cingular/AT&T | monopole | 97 | 120 | 592 | replace 6 of 12 existing antennas with 3 PCS and 3 LTE antennas
| Granby | Higley Road | AT&T | New Cingular/AT&T | monopole | 120 | 120 | 592 | add 3 multi-band antennas to 6 GSM/UMTS antennas |  | 4G/LTE upgrade
Petition No. 724 | Granby | Petersen Road | Cingular | CL&P | utility pole | 100 | 100 | 333.8 | 6 panel antennas | 12x20 | replace transmission line structure to accommodate antennas
Docket No. 263 | Granby | Upper Meadow Road | AT&T | AT&T | monopole | 150 | 150 | 441 | up to 12 panel antennas on platform on top | pad | up to 4 equipment cabinets
| Granby | Upper Meadow Road | Verizon | Verizon | monopole |  | 150 | 441 |  |  | transfer of certificate from New Cingular (AT&T) to Cellco/Verizon
| Granby | Upper Meadow Road | Verizon | Verizon | monopole | 137 | 150 | 441 | replace 10 of 12 existing antennas with 4 cellular, 3 PCS, and 3 LTE antennas
| Granby | Upper Meadow Road | Verizon | Verizon | monopole | 147 | 150 | 441 | replace 9 antennas w/ 3 700 MHz, 3 1900 MHz, 3 2100 MHz
Docket No. 86 | Greenwich | North Street | BAM | BAM | monopole | 195 | 195 | 490 | 1-6' dish, 3-12' whips, 2-13' whips | 21x22.5 | Greenwich AC/A Banksville site
| Greenwich | North Street | BAM | BAM | monopole | 177 | 175 | 490 | 6-panels |  | Replace existing 195' tower with new 175' tower
| Greenwich | North Street | BAM/BAM NY | BAM | monopole | 175 | 175 | 490 | 3-panels ALP-11011, 1-4' panel ALP 9212 |  | Replace Antennas
| Greenwich | North Street | BAM/SCLP | BAM | monopole | 167 | 175 | 490 | 3-panels ALP-11011 | 8' x 13.5' | Replace Antennas
| Greenwich | North Street | BAM/Nextel | BAM | monopole | 157 | 175 | 490 | 3-panels ALP-E-9011 | 7x11 | BAM would also install generator | generator
| Greenwich | North Street | Cingular Interactive | BAM | monopole | 120 | 175 | 490 | 1-11' whip | 3x3 | Antel BCR 87010-90
| Greenwich | North Street | Omni | Crown | monopole | 145 | 175 | 490 | 3-5' panels | 10x15 | Certificate transferred from BAM to Crown in 1999
Petition No. 518 | Greenwich | North Street | Crown | Crown | monopole |  | 175 | 490 |  |  | replace existing tower with new tower on same property. Same height.
| Greenwich | North Street | Cingular | Crown | monopole | 167 | 175 | 490 | upgrade for GSM service
| Greenwich | North Street | T-Mobile | Crown | monopole | 145 | 175 | 490 | E911 upgrade
| Greenwich | North Street | AT&T | Crown | monopole | 125 | 175 | 490 | install 6 Allgon 7250 antennas | pad
| Greenwich | North Street | Verizon | Crown | monopole | 175 | 175 | 490 | replace 2 of 6 existing cellular antenna with 2 PCS antennas
| Greenwich | North Street | New Cingular | Crown | monopole | 168 | 175 | 490 | remove 3 existing antennas, install 2 dual band antennas
| Greenwich | North Street | Sprint/Nextel | Crown | monopole | 158 | 175 | 490 | replace antennas
| Greenwich | North Street | Verizon | Crown | monopole | 175 | 175 | 490 | replace 6 cellular antennas with 3 new cellular and 3 700 MHz antennas
| Greenwich | North Street | AT&T | Crown | monopole | 167 | 175 | 490 | add 3 antennas to 4 existing antennas; replace 4 TMAs with 8 new TMAs; install 6 RRHs
| Greenwich | North Street | AT&T | Crown Castle | monopole | 167 | 175 | 490 | add 3 LTE antennas to 4 existing antennas
| Greenwich | North Street | Verizon | Crown Castle | monopole | 176 | 175 | 490 | add 3 AWS antennas to 12 existing antennas
| Greenwich | North Street | T-Mobile | Crown Castle | monopole | 145 | 175 | 490 | add 3 multi-band antennas to 3 existing antennas
| Greenwich | North Street | T-Mobile | Crown Castle | monopole | 144 | 175 | 490 | replace 3 antennas with 3 700/1900/2100 MHz antennas |  | remove all @ 129' and 156'
| Greenwich | North Street | AT&T | Crown Castle | monopole | 168 | 175 | 490 | replace 5 antennas w/ 5 1900/2300 MHz antennas, add 1 2300 MHz anenna; add 6 RRHs
| Greenwich | North Street | Verizon | Crown Castle | monopole | 175 | 175 | 490 | replace 8 antennas w/ 6 antennas - 3 700 MHz, 3 2100 MHz; replace 3 RRHs, add 3 RRHs
| Greenwich | North Street | AT&T | Crown Castle | monopole | [6 empty] | diesel generator | 20-kilowatt | no
Docket No. 120 | Greenwich | East Putnam Avenue | BAM | Wind Building | rooftop | 49 | 42 | 95 | 6-11"x20" panels, 2-6.5' whips |  | First floor building mount / Greenwich (East)
| Greenwich | East Putnam Avenue | BAM | Wind Building | rooftop | 47 | 42 | 95 | 12-AIP-9212 |  | Replace Antennas
| Greenwich | East Putnam Avenue | Verizon | Wind Building | rooftop | 47 | 42 | 95 | replace 6 existing cellular antennas with 6 PCS antennas
| Greenwich | East Putnam Avenue | Verizon | Wind Building | rooftop | 45 | 42 | 95 | replace 6 existing cellular antennas with 6 new cellular antennas
| Greenwich | East Putnam Avenue | Clearwire | Wind Building | rooftop | 51 | 42 | 95 | install 3 WiMAX antennas and 2 Dragonwave microwave dishes
| Greenwich | East Putnam Avenue | Verizon | Wind Building | rooftop | 45 | 42 | 95 | replace 12 existing antennas with 6 cellular, 3 PCS, and 3 LTE antennas
| Greenwich | East Putnam Avenue | Verizon | Fountainhead Properties LLC | rooftop | 45 | 42 | 95 | replace 6 of 12 existing antennas with 3 cellular and 3 AWS antennas
| Greenwich | East Putnam Avenue | T-Mobile | Fountainhead Properties LLC | rooftop | 50 | 42 | 95 | install 3 700 MHz antennas
| Greenwich | East Putnam Avenue | Verizon | Fountainhead Properties LLC | rooftop | 45 | 42 | 95 | replace 6 antennas with 3x700MHz and 3x1900/2100MHz; Install 9 RRHs
| Greenwich | East Putnam Avenue | Sprint | Fountainhead Properties LLC | rooftop |  |  |  |  | fiber connection | underground fiber conduit installation
| Greenwich | East Putnam Avenue | Sprint | Metro Mobile CTS of Fairfield County, Inc. | rooftop | 51 | 42 | 95 | remove 3 antennas & install 3x850/1900 Mhz antennas & 3 x 2500 MHz antennas; add 12 rru's
| Greenwich | King Street | BAM | Greenwich, Town of | self-support lattice | 102 | 100 | 417 | 6-panels |  | Add 6 panel SRL-410C-4R130, lease 20x20
| Greenwich | King Street | Verizon | Greenwich, Town of | self-support lattice | 98 | 100 | 417 | replace 6 existing antennas with 6 DB844H90 panel antennas
| Greenwich | King Street | Verizon | Greenwich, Town of | self-support lattice | 98 | 100 | 417 | replace 2 of 6 existing cellular antennas with 4 PCS antennas
| Greenwich | King Street | AT&T | Greenwich, Town of | self-support lattice | 88 | 100 | 417 | add 3 antennas and 6 RRHs to 6 existing antennas and 12 TMAs
| Greenwich | King Street | Verizon | Greenwich, Town of | self-support lattice | 98 | 100 | 417 | replace 4 of 8 existing antennas with 2 PCS and 2 LTE antennas
| Greenwich | King Street | Verizon | Greenwich, Town of | self-support lattice | 98 | 100 | 417 | add 2 new AWS antennas to 8 existing antennas
| Greenwich | King Street | Verizon | Greenwich, Town of | self-support lattice | 98 | 100 | 417 | Replace 6 ant. w/ 2 700 MHz, 2 1900 MHz, 2 2100 MHz. 2 RRHs & 2 diplexers
| Greenwich | King Street | AT&T | Greenwich, Town of | self-support lattice | 88 | 100 | 417 | replace 6 antennas w 3x700/850 MHz antenna &3x700/850/1900/2100/2300 MHz antens
| Greenwich | Ritch Avenue West | Cingular | Cingular | monopole | 64 | 70 |  | install 6 Powerwave 7770 antennas, 6 TMAs, and 6 diplexers | pads | replace existing flagpole tower with a new, stronger and wider one
Docket No 414 | Greenwich | Ritch Avenue West | AT&T | Verizon | monopole | 67 | 77 | 54 | install 9 antennas
Docket No. 414 | Greenwich | Ritch Avenue West | T-Mobile | Verizon | monopole | 77 | 77 | 54 | install 3 antennas
Docket No. 414 | Greenwich | Ritch Avenue West | Verizon | Verizon | monopole | 57 | 77 | 54 | install 15 antennas on T-arm mounts | one 965 sq. ft. equip bldg for all 3 carriers | designed as a faux pine tree (monopine) to replace Cingular (AT&T) flagpole tower on same property; overall ht. with branches - 84' | diesel generator
| Greenwich | Ritch Avenue West | Verizon | Verizon | monopole | 57 | 77 | 54 | replace 6 of 15 existing antennas with 3 PCS and 3 AWS antennas
| Greenwich | Ritch Avenue West | AT&T | Verizon | monopole |  | 77 | 54 |  |  | install 50 kW diesel generator for backup power | diesel generator
| Greenwich | Ritch Avenue West | Verizon | Verizon | monopole | 57 | 77 | 54 | replace 9 ant. w/ 3 700 MHz, 3 1900 MHz, 3 2100 MHz
| Greenwich | Ritch Avenue West | AT&T | American Tower Corporation | monopole | 67 | 76.7 | 54 | replace 3 antennas with 3 850/2300 MHz antennas
| Greenwich | Ritch Avenue West | T-Mobile | American Tower Corporation | monopole | 77 | 77 | 54 | install 9 700/1900/2100 MHz ant. And 6 RRHs | 14x11 | antennas painted green and do not extend beyond the faux branches
| Greenwich | Ritch Avenue West | Verizon | American Tower Corporation | monopole | 57 | 77 | 54 | replace 6 ant. w/ 3 700 MHz and 3 2100 MHz ant.; replace 3 RRHs, install 6 RRHs
| Greenwich | Ritch Avenue West | AT&T | American Tower Corporation | monopole | 67 | 77 | 54 | replace 3 ant w/ 3 700/1900 MHz ant; add 3 RRHs
| Greenwich | Ritch Avenue West | Verizon | American Tower Corporation | monopole | 57 | 77 | 54 | replace 6 ant w/ 3 700/1900 MHz & 3 2100 MHz ant; replace 3 RRHs; add 6 RRHs
| Greenwich | Ritch Avenue West | AT&T | American Tower Corporation | monopole | 67 | 77 | 54 | install 3 x RRHs |  | monopole designed as a simulated pine tree
| Greenwich | Ritch Avenue West | T-Mobile | American Tower Corporation | monopole | 77 | 77 | 54 | replace 3 antennas w 3 x 600/700/1900/2100MHz antennas; swap 6 rru's
| Greenwich | Ritch Avenue West | AT&T | American Tower Corporation | monopole | 67 | 77 | 54 | relocate 6 antennas; replace 3 antennas w 3x 700/850/2100 MHz antennas & install 3 x 700/850/2100 MHz antennas ; reloctae 9 rrus; replace 3 rrus and install 3 new rru's |  | replace existing T-Arm antenna mount with 3 new T-arm antenna mounts
Docket No. 50 | Greenwich | Riversville Road | New York SMSA LP | New York SMSA LP | monopole | 152 | 150 | 223 | (4-6)-whips | 22x27
| Greenwich | Riversville Road | SNET/SCLP | SNET/SCLP | monopole | [5 empty] | Transfer of certificate from SNET to Springwich Cellular limited Partnership
| Greenwich | Riversville Road | SNET/SCLP | SNET/SCLP | monopole | 152.47 | 150 | 223 | 9-Directional panel antennas , Approx. 4' |  | Increase channels change antenna type
| Greenwich | Riversville Road | BAM | SNET/SCLP | monopole | 132 | 150 | 223 | 9-direct |  | Add 9-direct antennas and share building for equipment
| Greenwich | Riversville Road | Nextel | SNET/SCLP | monopole | 107 | 150 | 223 | 2-direct | 10' x 15' | Add 2 direct antennas and add a building for equipment
| Greenwich | Riversville Road | SCLP/Omni | SNET/SCLP | monopole | 162 | 150 | 223 | 1-72"x16" diameter cannister | 10x12 slab | 1-EMS TRR90-17-000DP-M21
Petition No. 495 | Greenwich | Riversville Road | SCLP | SCLP | monopole | 150 | 150 | 223 |  |  | Replace tower with stronger tower
| Greenwich | Riversville Road | VoiceStream | SCLP | monopole | 160 | 160 | 223 | extend tower for VoiceStream to add 12 antennas @ 160'
| Greenwich | Riversville Road | Cingular | SCLP | monopole | 150 | 160 | 223 | upgrade for GSM service
| Greenwich | Riversville Road | T-Mobile | SNET | monopole | 160 | 160 | 223 | install 12 EMS-DR65-18-02DP antennas instead of 3 previously approved | pad | antennas to be mounted on 10' extension of new 150' replacement tower
| Greenwich | Riversville Road | Cingular | SNET | monopole | 150 | 160 | 223 | replace 9 existing antennas with 6 dual band antennas | 12x25
| Greenwich | Riversville Road | Verizon | SNET | monopole | 140 | 160 | 223 | replace 6 existing PCS antennas with 6 new PCS antennas
| Greenwich | Riversville Road | Cingular/AT&T | SNET | monopole | 150 | 160 | 223 | remove all AT&T antennas and ground equipment
| Greenwich | Riversville Road | T-Mobile | SNET | monopole | 163 | 160 | 223 | add 3 new antennas and 3 TMAs to 3 existing antennas and TMAs
| Greenwich | Riversville Road | Verizon | SNET | monopole | 140 | 160 | 223 | replace 6 existing PCS antennas with 3 PCS and 3 LTE antennas
| Greenwich | Riversville Road | AT&T | SNET | monopole | 150 | 160 | 223 | add 3 antennas and 6 RRHs to 6 existing antennas and 12 TMAs
| Greenwich | Riversville Road | T-Mobile | SNET | monopole | 163 | 160 | 223 | replace 1 of 9 existing GSM antennas with 1 new UMTS antenna
| Greenwich | Riversville Road | Verizon | SNET | monopole | 140 | 160 | 223 | replace 6 existing cellular antennas with 6 new cellular antennas
| Greenwich | Riversville Road | T-Mobile | AT&T | monopole | 163 | 160 | 223 | replace 6 of 12 existing dual-band antennas with 6 multi-band antennas
| Greenwich | Riversville Road | Sprint | AT&T | monopole | 122 | 160 | 223 | replace 6 CDMA antennas with 3 dual-band antennas |  | 4G/LTE upgrade
| Greenwich | Riversville Road | Sprint | AT&T | monopole | 122 | 160 | 223 | add 3 new LTE antennas to 3 existing ones
| Greenwich | Riversville Road | Verizon | AT&T | monopole | 142 | 160 | 223 | replace 6 of 12 existing antennas with 3 new 700 MHz, 2 new 850 MHz, and 3 new 1900 MHz antennas
| Greenwich | Riversville Road | T-Mobile | Crown | monopole | 160 | 160 | 223 | install 3 LTE antennas & 3 RRUs
| Greenwich | Riversville Road | AT&T | Crown Castle | monopole | 160 | 160 | 223 | replace 3 antennas with 3 700 MHz antennas
| Greenwich | Riversville Road | AT&T | Crown Castle | monopole | 149 | 160 | 223 | replace 3 RRHs
| Greenwich | Riversville Road | Verizon | Crown Castle | monopole | 142 | 160 | 223 | replace 3 ant w/ 3 700 MHz ant
| Greenwich | Riversville Road | Sprint | Crown Castle | monopole | 122 | 160 | 223 | install 3 2500 MHz ant
| Greenwich | Riversville Road | AT&T | Crown Castle | monopole | 149 | 160 | 223 | replace 3 antennas and install 6 RRHs
| Greenwich | Riversville Road | T-Mobile | Crown Castle | monopole | 160 | 160 | 223 | replace 6 antennas w 3x600/700MHz &3x1900/2100MHz; add 3 rru's
| Greenwich | Riversville Road | Verizon | Crown Castle | monopole | 140 | 160 | 223 | replace 9 antennas w 6x700/850/1900/2100 MHz & 3x3500 Mhz antennas; add 3 RRUs
Docket No. 309 | Greenwich | Round Hill Road | Verizon - PCS | Verizon | monopole | 110 | 115 | 378 | three PCS antennas | bldg | monopole with internally mounted antennas
Docket No. 309 | Greenwich | Round Hill Road | New Cingular | Verizon | monopole | 90 | 115 | 378 | three dual band antennas | bldg
Docket No. 309 | Greenwich | Round Hill Road | Verizon - cellular | Verizon | monopole | 100 | 115 | 378 | three cellular antennas | bldg
| Greenwich | Round Hill Road | AT&T | Verizon | monopole | 88 | 115 | 378 | replace 3 existing antennas and 6 TMAs with 3 new LTE antennas and 3 TMAs
| Greenwich | Round Hill Road | Verizon | Verizon | monopole | 110, 100 | 115 | 378 | replace 3 antennas @ 110' with 3 new dual band antennas and replace 3 antennas @ 100' with 3 LTE antennas
| Greenwich | Round Hill Road | AT&T | Verizon | monopole | 90 | 115 | 378 | replace 3 antennas w 3 x 850/700/1900/2300 MHz antennas
| Greenwich | Round Hill Road | AT&T | Verizon | monopole | 90 | 115 | 378 | replace 3 antennas w 3 x 700/850/1900/2300 MHz antennas; | add 6 new rru's | replace the existing 30-inch diameter by 10-foot long concealment radome with a wider 36-inch diameter by 10-foot long concealment radome
Docket No. 309 | Greenwich | Round Hill Road | T-Mobile | Verizon | monopole | 110 | 115 | 379 | three PCS antennas | bldg | monopole with internally mounted antennas
Docket No. 309 | Greenwich | Round Hill Road | Sprint-Nextel | Verizon | monopole | 100 | 115 | 379 | three iDEN antennas | bldg
Docket No. 309 | Greenwich | Round Hill Road | Sprint-Nextel | Verizon | monopole | 90 | 115 | 379 | three PCS antennas | bldg
| Greenwich | Round Hill Road | T-Mobile | Verizon | monopole-stick | 110 | 115 | 379 | replace 3 ant w/ 700/1900/2100 MHz; add 6 TMAs
| Greenwich | Round Hill Road | T-Mobile | Verizon | monopole-stick | [5 empty] | install 25-kW diesel generator with double walled 220-gallon built in base tank on a 7' 6" x 4' conc pad
| Greenwich | Round Hill Road | Sprint | Verizon | monopole | 100 | 115 | 379 | replace 3 antennas w 3 x 800/1900 MHz antennas | install 3 RRUs
| Greenwich | West Putnam Avenue | SNET/SCLP | Message Center Management | rooftop | 64 | 47 | 130 | Cellular antennas |  | Add Cellular antennas
| Greenwich | West Putnam Avenue | Cingular | Message Center Management | rooftop | 64 | 47 | 130 | upgrade for GSM service
| Greenwich | West Putnam Avenue | Verizon | Message Center Management | rooftop | 55 | 47 | 130 | remove 6 PCS antennas; replace with 3 new PCS and 3 LTE antennas
| Greenwich | West Putnam Avenue | Verizon | Message Center Management | rooftop | 52 | 47 | 130 | add 3 AWS antennas to 12 existing antennas
| Greenwich | West Putnam Avenue | Verizon | 411 Properties LLC | rooftop | 52 | 47 | 130 | replace 9 antennas with 3 700, 3 1900, and 3 2100 antennas
| Greenwich | West Putnam Avenue | Verizon | West Putnam Owner LLC | rooftop | 52 | 47 | 130 | replace 9 ant w/ 3 700 MHz, 3 1900 MHz, 3 2100 MHz; add 6 RRHs
Petition No. 1010 | Greenwich | Valley Road | AT&T | Aquarion Water Co. | water tank | 60 | 49 |  | install up to 12 antennas | 10x15 | install tower and cap on top of water tank
Docket No. 73 | Greenwich | Perryridge Road | BAM | Greenwich Hospital | rooftop | 105 | 100 | 170 | 1-6' dish, 2-11' whips, 3-8' refl. ant | pent | dish @ 105, trans- @ 80, rec @ 70/ 8 story hospital
| Greenwich | Perryridge Road | BAM | Greenwich Hospital | rooftop | 106 | 100 | 170 | 12 panel CTY-10510 |  | Replace Antennas
| Greenwich | Perryridge Road | Verizon | Greenwich Hospital | rooftop | 124 | 164 | 170 | 12 DB844G65A-XYpanel antennas |  | 12x20 equipment room in parking garage
| Greenwich | Perryridge Road | Sprint | Greenwich Hospital | rooftop | 154 | 164 | 170 | add 12 panel antennas |  | use equipment in parking garage
| Greenwich | Perryridge Road | T-Mobile | Greenwich Hospital | monopole | 144 | 164 | 170 | add 12 EMS RR90-17-02 DPL2 antennas | shelter | remove antennas from hospital roof; the old main buiding was demolished & the hospital in agreement with the town built a 164-ft tower which the carriers relocated to
| Greenwich | Perryridge Road | Verizon | Greenwich Hospital | monopole | 124 | 164 | 170 | replace 6 cellular antennas with 6 PCS antennas
| Greenwich | Perryridge Road | Nextel | Greenwich Hospital | monopole | 113 | 164 | 170 | 12 DB846G90A-XY panel antennas | shelter
| Greenwich | Perryridge Road | Sprint Nextel | Greenwich Hospital | monopole | 154 | 164 | 170 | install 3 WiMAX antennas
| Greenwich | Perryridge Road | Cingular | Greenwich Hospital | monopole | 134 | 164 | 170 | install 6 antennas
| Greenwich | Perryridge Road | T-Mobile | Greenwich Hospital | monopole | 144 | 164 | 170 | add 3 antennas and 3 TMAs to 3 existing antennas and 3 TMAs |  | UMTS upgrade
| Greenwich | Perryridge Road | Clearwire | Greenwich Hospital | monopole | 154 | 164 | 170 | install 3 WiMAX antennas and 2 Dragonwave microwave dishes
| Greenwich | Perryridge Road | Sprint Nextel | Greenwich Hospital | monopole | 154 | 164 | 170 | replace 3 of 6 existing antennas; install 2 TMAs
| Greenwich | Perryridge Road | T-Mobile | Greenwich Hospital | monopole | 144 | 164 | 170 | add 1 new antenna to 6 existing antennas
| Greenwich | Perryridge Road | AT&T | Greenwich Hospital | monopole | 134 | 164 | 170 | add 3 new antennas and 6 RRHs to 6 existing antennas and 6 TMAs
| Greenwich | Perryridge Road | T-Mobile | Greenwich Hospital | monopole | 144 | 164 | 170 | replace 7 existing antennas with 6 new antennas
| Greenwich | Perryridge Road | Sprint | Greenwich Hospital | monopole | 154 | 164 | 170 | replace 9 CDMA antennas with 3 dual-band antennas |  | 4G/LTE upgrade
| Greenwich | Perryridge Road | Verizon | Greenwich Hospital | monopole | 124 | 164 | 170 | add 3 AWS antennas to 12 existing antennas
| Greenwich | Perryridge Road | Sprint | Greenwich Hospital | monopole | 155 | 164 | 170 | add 3 new CDMA/LTE antennas to 3 existing ones
| Greenwich | Perryridge Road | Verizon | Greenwich Hospital | monopole | 124 | 164 | 170 | replace 6 of 12 existing antennas with 3 new 700 MHz and 3 new 2100 MHz antennas
| Greenwich | Perryridge Road | AT&T | Greenwich Hospital | monopole | 134 | 164 | 170 | install 3 RRHs previously approved but never installed
| Greenwich | Perryridge Road | T-Mobile | Greenwich Hospital | monopole | 144 | 164 | 170 | replace 4 ant. With 3 new ant., three TMAs
| Greenwich | Perryridge Road | Eversource | Greenwich Hospital | monopole | 114 | 164 | 170 | antennas for DSCADA | 10x20 shelter |  |  | existing generator
| Greenwich | Perryridge Road | Verizon | Greenwich Hospital | monopole | 124 | 164 | 170 | replace 6 antennas with 3 700/1900 and 3 2100 MHz antennas
| Greenwich | Perryridge Road | AT&T | Greenwich Hospital | monopole | 134 | 164 | 170 | replace 3 antennas with 3 850/1900/2300 MHz antennas
| Greenwich | Perryridge Road | AT&T | Greenwich Hospital | monopole | 134 | 164 | 170 | replace 3 RRUs with 3 new RRUs/add new mounting brackets
| Greenwich | Perryridge Road | AT&T | Greenwich Hospital | monopole | 134 | 164 | 170 | replace 3 antennas w/ 3 700 MHz antennas, add 3 additional 700/2100 MHz antennas; install 6 RRHs
| Greenwich | Perryridge Road | Verizon | Greenwich Hospital | monopole | 124 | 164 | 170 | install 3 x 850 MHz antennas; add 3 x rru's
| Greenwich | Perryridge Road | T-Mobile | Greenwich Hospital | monopole | 144 | 164 | 170 | replace 6 antennas w 3x600/700MHz &6x1900/2100MHz; add 6 rru's
| Greenwich | Perryridge Road | Verizon | Greenwich Hospital | monopole | 124 | 164 | 170 | replace 9 antennas w 3 x700/850/2100 MHz & 3x700/850/1900 MHz & 3 x 3550 MHz antennas; replace 3 RRUs & install 3 RRUs
Docket No. 150 | Greenwich | Butternut Hollow Road | DPS | DPS | self-support lattice | 177 | 180 | 360 | 1-6' dish, 4-13' , 1-18' , 1-4' , 1-3'whips | 16x60 | Share facility with Metro Mobile
Docket No. 150 | Greenwich | Butternut Hollow Road | BAM | DPS | self-support lattice | 100 | 180 | 360 | 6-4' panels, 2-13' whips |  | Share facility with DPS
| Greenwich | Butternut Hollow Road | CL&P/NU | DPS | self-support lattice | 165 | 180 | 360 | ; |  | Install 1-6'dish
| Greenwich | Butternut Hollow Road | SNET/SCLP | DPS | self-support lattice | 105 | 180 | 360 | 9-Directional panel antennas , Approx. 4' antennas |  | Add 9-Directional panel antennas , Approx. 4' antennas
| Greenwich | Butternut Hollow Road | DPS | DPS | self-support lattice | 105 | 180 | 360 | 15 panel antennas |  | Add 9 panels for Sprint, add 6 panels for Nextel
| Greenwich | Butternut Hollow Road | Omni | DPS | self-support lattice | 130 | 180 | 360 | 3-4' panels
| Greenwich | Butternut Hollow Road | SCLP | DPS | self-support lattice | 150 | 180 | 360 |  |  | Relocate SCLP antennas from 105 t0 150 ft AGL
| Greenwich | Butternut Hollow Road | AT&T Wireless | DPS | self-support lattice | 144 | 180 | 360 | 12-panels | cabinets
| Greenwich | Butternut Hollow Road | AT&T Wireless | DPS | self-support lattice |  | 180 | 360 |  |  | 1 additional equipment cabinet on existing concrete pad
| Greenwich | Butternut Hollow Road | Verizon | DPS | self-support lattice | 130 | 180 | 360 | add 6 antennas to 6 existing antennas |  | tower reinforcement required
| Greenwich | Butternut Hollow Road | Cingular | DPS | self-support lattice | 150 | 180 | 360 | upgrade for GSM service
| Greenwich | Butternut Hollow Road | T-Mobile | DPS | self-support lattice | 130 | 180 | 360 | E911 upgrade
| Greenwich | Butternut Hollow Road | AT&T Wireless | DPS | self-support lattice |  | 180 | 360 | add GPS antenna for E911
| Greenwich | Butternut Hollow Road | Verizon | DPS | self-support lattice | 130 | 180 | 360 | replace 6 cellular antennas with 6 PCS antennas
| Greenwich | Butternut Hollow Road | Cingular | DPS | self-support lattice | 148 | 180 | 360 | replace existing antennas with 6 new antennas | 12x20
| Greenwich | Butternut Hollow Road | Cingular/AT&T | DPS | self-support lattice | 144 | 180 | 360 | remove all AT&T antennas and ground equipment
| Greenwich | Butternut Hollow Road | Verizon | DPS | self-support lattice | 130 | 180 | 360 | replace 6 existing PCS antennas with 3 PCS and 3 LTE antennas
| Greenwich | Butternut Hollow Road | AT&T | DPS | self-support lattice | 148 | 180 | 360 | add 3 LTE antennas and 6 RRHs to 6 GSM/UMTS antennas and 12 TMAs
| Greenwich | Butternut Hollow Road | Sprint | DPS | self-support lattice | 117 | 180 | 360 | replace 6 CDMA antennas with 3 dual-band antennas |  | 4G/LTE upgrade
| Greenwich | Butternut Hollow Road | Verizon | DPS | self-support lattice | 130 | 180 | 360 | replace 12 existing antennas with 6 cellular, 3 PCS, and 3 LTE antennas
| Greenwich | Butternut Hollow Road | T-Mobile | DPS | self-support lattice | 138 | 180 | 360 | replace 6 existing antennas with 6 multi-band antennas |  | 4G/LTE upgrade
| Greenwich | Butternut Hollow Road | AT&T | DPS | self-support lattice | 148 | 180 | 360 | add 3 multi-band antennas to 6 GSM/UMTS antennas |  | 4G/LTE upgrade; re-filing of previous, expired approval
| Greenwich | Butternut Hollow Road | T-Mobile | DPS | self-support lattice | 137 | 180 | 360 | replace 3 of 6 existing antennas with 6 new LTE antennas
| Greenwich | Butternut Hollow Road | T-Mobile | DPS | self-support lattice | 137 | 180 | 360 | replace 3 antennas w/ 3 LTE antennas & 3 RRUs
| Greenwich | Butternut Hollow Road | Verizon | DESPP | self-support lattice | 130 | 180 | 360 | replace 3 ant. w/ 3 1900 MHz, add 3 2100 MHz, add 6 RRHs
| Greenwich | Butternut Hollow Road | T-Mobile | CSP | self-support lattice | 137 | 180 | 360 | replace 3 antennas with 3 2100/700 MHz antennas
| Greenwich | Butternut Hollow Road | T-Mobile | CSP | self-support lattice | 137 | 180 | 360 | replace 6 antennas w 3 x 600/700MHz & 3x1900/2100MHz antennas ; add 3 rru's
| Greenwich | Butternut Hollow Road | Sprint | CSP | self-support lattice | 115 | 180 | 360 | install 3 x 2500 MHz antennas ; add 6 ttu's
| Greenwich | Butternut Hollow Road | AT&T | CSP | self-support lattice | 148 | 180 | 360 | replace 3 x rru's
| Greenwich | Butternut Hollow Road | Verizon | CSP | self-support lattice | 126 | 180 | 360 | replace 6 antennas w 3 x 700/850/1900 MHz antennas & 3 x 700/850/2100 MHz antennas; add 6 rru's
Petition No. 466 | Greenwich | Sound Shore Drive | VoiceStream | CL&P | monopole | 162 | 140 |  | 6-EMS Dual Pole Antennas; microwave | 11.5'x10.5'
| Greenwich | Sound Shore Drive | T-Mobile | CL&P | monopole | 161, 152 | 140 |  | replace 6 antennas and 6 TMAs @ 162' with 3 antennas and 3 TMAs @ 161' and add 3 antennas @ 152' |  | UMTS upgrade
| Greenwich | Sound Shore Drive | T-Mobile | CL&P | monopole | 161 | 140 |  | replace 3 antennas with 3 new antennas |  | install 6 TMAs and 3 RRUs at ground level
Petition no. 467 | Greenwich | Sound Beach Avenue | AT&T Wireless | CL&P | utility pole | 107 | 95 |  | 6-panel antennas | 12'x20'
| Greenwich | Sound Beach Avenue | AT&T Wireless | CL&P | utility pole | [5 empty] | install new equipment in existing shelter
| Greenwich | Sound Beach Avenue | AT&T Wireless | CL&P | utility pole | 107 | 95 |  | replace 6 existing antennas with 9 new ones |  | install 3 additional equipment cabinets in shelter
| Greenwich | Sound Beach Avenue | Cingular | CL&P | utility pole | 105 | 95 |  | remove 6 existing antennas; replace with 3 Powerwave 7770 antennas and 6 TMAs |  | UMTS upgrade
| Greenwich | Sound Beach Avenue | AT&T | CL&P | utility pole | 105 | 95 |  | add 3 antennas and 3 TMAS to 3 existing antennas and 6 TMAs
| Greenwich | Sound Beach Avenue | AT&T | Eversource | utility pole | 105 | 95 |  | replace 3 ant w/ 3 700 MHz ant; remove 3 TMAs, install 3 TMAs
Petition No. 526 | Greenwich | Sound Beach Avenue | VoiceStream | CL&P | utility pole | 110 | 95 |  | 12 panel antennas, 1 microwave antenna | cabinet | CL&P structure 1256
| Greenwich | Sound Beach Avenue | T-Mobile | CL&P | utility pole | 110 | 95 |  | E911 upgrade
| Greenwich | Sound Beach Avenue | T-Mobile | CL&P | utility pole | 110 | 95 |  | replace six of 12 existing antennas with 3 new antennas |  | UMTS upgrade
Petition No. 399 | Greenwich | Sound Shore Drive | Sprint | CL&P | utility pole | 148 | 133 | 27 | 5'x6"x3" panels | 8x11 pad | CL&P Pole #1281, GPS on pole, DB 9801-90(E)-M
| Greenwich | Sound Shore Drive | Verizon | CL&P | utility pole | 138 | 133 | 27 | install 6 panel antennas | 12x30
| Greenwich | Sound Shore Drive | Sprint iDEN | CL&P | utility pole | 148 | 133 |  | install 6 panel antennas
| Greenwich | Sound Shore Drive | Verizon | CL&P | utility pole | 139 | 133 | 27 | replace 6 existing antennas with 3 new cellular, 3 PCS, and 3 LTE antennas
| Greenwich | Sound Shore Drive | Sprint | CL&P | utility pole | 148 | 133 | 27 | replace 3 of 6 existing antennas; install 2 TMAs
| Greenwich | Sound Shore Drive | Sprint | CL&P | utility pole | 148 | 133 | 27 | replace 6 CDMA antennas with 3 dual-band antennas |  | 4G/LTE upgrade
| Greenwich | Sound Shore Drive | Verizon | CL&P | utility pole | 139 | 129 | 27 | replace 6 antennas with 3 700/1900 and 3 2100 MHz antennas
| Greenwich | Sound Shore Drive | Sprint | CL&P | utility pole | 148 | 133 | 27 | replace 3 antennas w 3x800/1900/2500 MHz antenna s | install 3 new rrus
Petition No. 443 | Greenwich | Sound Shore Drive | AT&T Wireless | CL&P | utility pole | 120 | 99 |  | 12-panels | cabinets | CL&P Structure #1292
| Greenwich | Sound Shore Drive | AT&T Wireless | CL&P | utility pole | 120 | 99 |  | 3 panel | cabinet | replace 3 existing panel antennas and install new cabinet
| Greenwich | Sound Shore Drive | AT&T Wireless | CL&P | utility pole | n/a | 99 |  | add GPS for E911
| Greenwich | Sound Shore Drive | Cingular | CL&P | utility pole | 120 | 99 |  | remove 12 existing antennas; replace with 6 Powerwave 7770 antennas, 6 TMAs |  | UMTS upgrade
| Greenwich | Sound Shore Drive | AT&T | CL&P | utility pole | 120 | 99 |  | add 3 antennas and 6 TMAs to 6 existing antennas and 6 TMAs
| Greenwich | Sound Shore Drive | AT&T | CL&P | utility pole | n/a | 99 |  | n/a |  | install 50 kW diesel generator for backup power | diesel generator
Petition No. 443A | Greenwich | Sound Shore Drive | AT&T | CL&P | utility pole | 160 | 150 | 18.8 | install 6 700/850/1900/2300 MHz antennas | 12x20 pad | relocation to CL&P #1279 from CL&P #1292 | 50 kW diesel generator
| Griswold | Bishop Crossing | SCLP | SBA Inc | monopole | 147 | 150 |  | 12-ALP-110 panels | 12x26 | Shared tower with Nextel @ 135', Sprint @ 117'
| Griswold | Bishop Crossing | AT&T Wireless | SBA Inc | monopole | 107 | 150 | 289 | 6 panel (Allgon 7250) | cabinets
| Griswold | Bishop Crossing | Cingular | SBA Inc | monopole | 147 | 150 | 289 | replace existing antennas with 9 CSS DUO4-8670, 6 tower mount amplifiers, 3 diplexers, 1 LMU
| Griswold | Bishop Crossing | Cingular/AT&T | SBA Inc | monopole | 107 | 150 | 289 | decommission AT&T antennas
| Griswold | Bishop Crossing | Verizon | SBA Inc | monopole | 107 | 150 | 289 | install 12 panel antennas | 12x30
| Griswold | Bishop Crossing | Cingular | SBA Inc | monopole | 151 | 150 | 289 | remove 9 existing antennas, 6 TMAs, 3 diplexers; replace with 6 new antennas, 6 TMAs, 6 diplexers
| Griswold | Bishop Crossing | MetroPCS | SBA Inc | monopole | 141 | 150 | 289 | install 6 antennas
| Griswold | Bishop Crossing | Sprint | SBA Inc | monopole |  | 150 | 289 | install 1 fiber distribution box; install 3 RRHs on ground; replace 2 equipment cabinets |  | 4G/LTE upgrade
| Griswold | Bishop Crossing | AT&T | SBA Inc | monopole | 150 | 150 | 289 | add 3 multi-band antennas to 6 GSM/UMTS antennas |  | 4G/LTE upgrade
| Griswold | Bishop Crossing | Sprint | SBA Inc | monopole | 117 | 146 | 289 | replace 6 antennas w 3 x 850/1900 & 3 x 2500MHz antennas; add 12 RRU's
| Griswold | Voluntown Road | AT&T | Sprint Sites | monopole | 167 | 180 |  | add 6 Allgon 7250.02 panel antennas |  | 2 new equipment cabinets on 5x3 concrete pad, Sprint on tower @ 177'
| Griswold | Voluntown Road | Verizon | Sprint Sites | monopole | 157 | 180 |  | install 12 panel antennas | 12x30
| Griswold | Voluntown Road | Cingular | Sprint Sites | monopole | 167 | 180 |  | remove 3 existing antennas; install 6 new antennas, 6 TMAs, 6 diplexers
| Griswold | Voluntown Road | Verizon | Crown Castle | monopole | 157 | 180 |  | replace 8 of 12 existing antennas with 2 cellular, 3 PCS, and 3 LTE antennas
| Griswold | Voluntown Road | Sprint | Crown Castle | monopole |  | 180 |  |  |  | install 1 RRH cabinet and 1 fiber junction box
| Griswold | Voluntown Road | AT&T | Crown Castle | monopole | 167 | 180 |  | add 3 multi-band antennas to 6 existing GSM/UMTS antennas |  | 4G/LTE upgrade
| Griswold | Voluntown Road | Verizon | Crown Castle | monopole | 157 | 179.5 |  | remove 6 antennas and install 3 700, 3 1900, and 3 2100 antennas
| Griswold | Voluntown Road | Sprint | Crown Castle | monopole | 177 | 180 |  | replace 6 antennas w 3x850/1900MHz & 3x2500MHz antennas;add 9 RRU's
| Griswold | Voluntown Road | AT&T | Crown Castle | monopole | 165 | 180 |  | replace 6 antennas w 6 x 700/850/1900/2100/2300 MHz antennas; add 6 rru's
Docket No. 196 | Griswold | route /route | Verizon | Verizon/Crown Atlantic | monopole | 197 | 199 | 320 | 12 panel antennas | shelter | 1 GPS @ 70'
| Griswold | route /route |  | Verizon | monopole |  | 199 | 320 |  |  | Transfer of Certificate from Crown to Cellco/no tower built - Certificate has expired
| Griswold | Glasgo Road | T-Mobile | Mariner Tower | guyed-lattice | 185 | 199 |  | install 9 panel antennas | pad | Sprint on tower @ 165'
| Griswold | Glasgo Road | Sprint | SBA | monopole |  | 199 | 320 | install 1 fiber distribution box; install 3 RRHs on ground; replace 2 equipment cabinets
| Griswold | Glasgo Road | T-Mobile | SBA | guyed-lattice | 185 | 195 | 320 | install 3 LTE antennas
| Griswold | Glasgo Road | Sprint | SBA | guyed-lattice | 165 | 195 | 320 | replace 6 antennas w 3 x 850/1900 & 3 x 2500MHz antennas; add 12 RRU's
| Griswold | A Norman Road | BAM | Crossroads Site Manag | self-support lattice | 158 | 160 |  | 12-panels, Swedcom ALP 9212 | 12x30 | 1 GPS, 1 40 kw diesel generator | diesel generator
| Griswold | A Norman Road | Omni | Crossroads Site | self-support lattice | 150 | 160 |  | 6-DAPA 59212 |  | 70"x6.3"x2.7" antennas
| Griswold | A Norman Road | AT&T | Crossroads Site Manag | self-support lattice | 138 | 160 |  | add 6 Allgon 7250.02 antennas | cabinets | Structural modifications per PE - also listed as 257&297 Norman Road
| Griswold | A Norman Road | T-Mobile | Mariner Tower | self-support lattice | 150 | 160 |  | E911 upgrade |  | CSC notified of ownership change by letter dated 8/10/06
| Griswold | A Norman Road | Verizon | Mariner Tower | self-support lattice | 158 | 160 |  | replace 12 cellular antennas with 6 new cellular and 6 PCS antennas
| Griswold | A Norman Road | Cingular | Mariner Tower | self-support lattice | 138 | 160 |  | replace 3 antennas and 6 TMAs with 3 new antennas and 6 new TMAs and 6 diplexers
| Griswold | A Norman Road | Cingular | Mariner Tower | self-support lattice |  | 160 |  |  |  | extend equipment pad
| Griswold | A Norman Road | MetroPCS | SBA Inc | self-support lattice | 128 | 160 |  | install 6 antennas | pad
| Griswold | A Norman Road | Verizon | SBA | self-support lattice | 158 | 160 |  | replace 12 existing antennas with 6 cellular, 6 PCS, and 3 LTE antennas
| Griswold | A Norman Road | AT&T | SBA | self-support lattice | 135 | 160 |  | add 3 multi-band antennas to 6 GSM/UMTS antennas |  | 4G/LTE upgrade
| Griswold | A Norman Road | AT&T | SBA | self-support lattice |  | 160 |  |  |  | install 50 kW diesel generator as backup power | diesel generator
| Griswold | A Norman Road | Verizon | SBA | self-support lattice | 158 | 160 |  | replace 9 of 12 existing antennas with 3 new 850 MHz CDMA, 3 new 700 MHz LTE, and 3 new 2100 MHz LTE antennas
| Griswold | A Norman Road | Verizon | SBA | self-support lattice | 158 | 160 |  | replace 9 antennas with 3 700, 3 1900, and 3 2100 antennas
| Griswold | A Norman Road | Verizon | SBA | self-support lattice | 158 | 160 |  | replace 6 existing antennas with 3 700/1900 MHz and 3 2100 MHz antennas |  | replace 3 existing RRHs and install 6 new RRHs
| Griswold | A Norman Road | T-Mobile | SBA | self-support lattice | 148 | 160 |  | replace 3 ant w/ new; replace 3 TMAs w/ new
| Griswold | A Norman Road | AT&T | SBA | self-support lattice | 135 | 160 |  | replace 3 antennas w 2x850/1900 &1x2100MHz antennas
| Griswold | A Norman Road | AT&T | SBA | self-support lattice | [6 empty] | diesel generator | 30-kilowatt | no
Petition No. 1187 | Griswold | Slater Avenue | Verizon | Town of Griswold | rooftop | 38.1 | 28.1 | 229 | 2100 MHz canister antenna | cabinets | small cell disguised as faux vent stack attached to rooftop
Docket No. 246 | Griswold | Yurechko Drive | AT&T | AT&T | monopole | 120 | 120 | 203 |  | pad
| Griswold | Yurechko Drive | Cingular | AT&T | monopole | 120 | 120 | 203 | remove 3 existing antennas; install 6 Powerwave 7770 antennas, 6 TMAs
| Griswold | Yurechko Drive | AT&T | AT&T | monopole | 118 | 120 | 203 | add 3 multi-band antennas to 3 GSM/UMTS antennas |  | 4G/LTE upgrade
Petitin No. 1165 | Griswold | Main Street | Verizon | Verizon | rooftop | 62.5 | 64.5 | 124 | 2100 MHz small cell and RRH | in basement | small cell disguised as faux flue pipe on building roof
Docket No. 330 | Groton | Pleasant Valley Road North | T-Mobile | Optasite | monopole | 137 | 140 | 142 | six antennas on triangular platform | pad
Petition No. 835 | Groton | Pleasant Valley Road North | Verizon | Optasite | monopole | 147 | 150 | 142 | install 12 panel antennas | 12x30 | petition to extend tower 10 feet from 140' to 150'
| Groton | Pleasant Valley Road North |  | SBA | monopole |  | 150 | 142 |  |  | Transfer of Certificate from Optasite
| Groton | Pleasant Valley Road North | Verizon | SBA | monopole | 149 | 150 | 142 | replace 6 of 12 antennas with 3 new PCS and 3 LTE antennas
| Groton | Pleasant Valley Road North | Verizon | SBA | monopole | 147 | 150 | 142 | replace 9 of 12 antennas with 3 cellular, 3 PCS, and 3 AWS antennas
| Groton | Pleasant Valley Road North | AT&T | SBA | monopole | 127 | 150 | 142 | install 12 antennas on low profile platform | 11x16 |  | diesel generator
| Groton | Pleasant Valley Road North | T-Mobile | SBA | monopole | 154 | 150 | 142 | replace 3 GSM/UMTS antennas with 3 new GSM/UMTS and 3 LTE antennas
| Groton | Pleasant Valley Road North | AT&T | SBA | monopole | 127 | 150 | 142 | revise previous tower share approval to install 12 different antennas
| Groton | Pleasant Valley Road North | Verizon | SBA | monopole | 147 | 150 | 142 | replace 9 antennas w/ 3 700 MHz, 3 1900 MHz, 3 2100 MHz
| Groton | Pleasant Valley Road North | AT&T | SBA | monopole | 127 | 150 | 142 | install 3 RRHs previously approved but never installed
| Groton | Pleasant Valley Road North | Verizon | SBA | monopole | 149 | 150 | 142 | replace 6 ant w/ 3 700/1900 MHz ant, 3 2100 MHz ant; add 9 RRHs
| Groton | Pleasant Valley Road North | T-Mobile | SBA | monopole | 140 | 150 | 142 | replace 3 ant w/ 3 1900/2100 MHz
| Groton | Pleasant Valley Road North | AT&T | SBA | monopole | 127 | 150 | 142 | replace 6 antennas w 3 x 700MHz & 3 x 850MHz antennas; add 9 rru's
| Groton | Pleasant Valley Road North | T-Mobile | SBA | monopole | 140 | 150 | 142 | install 3x600/700 Mhz antennas; add 3 rru's
Docket No. 230 | Groton | Welles Road | Sprint | Sprint Spectrum | monopole | 120 | 120 | 48 | 12 panel antennas, GPS @ 50' | pad
| Groton | Welles Road |  | TowerCo, LLC | monopole |  | 120 | 48 |  |  | transfer of Certificate from Sprint
| Groton | Welles Road | MetroPCS | TowerCo, LLC | monopole | 108 | 120 | 48 | install 6 panel antennas
| Groton | Welles Road | Sprint | SBA | monopole | 117 | 120 | 48 | replace 6 CDMA antennas with 3 dual-band antennas |  | 4G/LTE upgrade
| Groton | Welles Road | Sprint | SBA | monopole | 117 | 120 | 48 | add 3 new CDMA/LTE antennas
| Groton | Welles Road | T-Mobile | SBA | monopole | 108 | 120 | 48 | replace 3 MetroPCS flush-mounted 3G antennas with 6 new 4G antennas on T-arm mounts
| Groton | Welles Road | Sprint | SBA | monopole | 118 | 120 | 48 | install 3 x 2500 MHz antennas ; add 3 rru's
Sub-petition No. 1133 | Groton | Welles Road | AT&T | SBA | monopole | 98 | 120 | 48 | install 3 x 700/850/1900 MHz antennas | 6'x6' shelter on 8.5'x8.5' conc. Pad | flush antenna mount | diesel generator | 15kw | no
Docket No,. 319 | Groton | Gold Star Memorial Highway | New Cingular | Optasite | monopole | 130 | 133 | 243 | up to 12 dual band antennas (PCS and cellular) | 12x20
Petition No. 822 | Groton | Gold Star Memorial Highway | Verizon | Optasite | monopole | 148 | 150 | 243 | 12 panel antennas | 12x30 | extend 133' tower to 150'
| Groton | Gold Star Memorial Highway | n/a | SBA | monopole | n/a | 150 | 243 | n/a |  | Transfer of Certificate from Optasite
| Groton | Gold Star Memorial Highway | Clearwire | SBA | monopole | 138 | 150 | 243 | install 3 antennas
| Groton | Gold Star Memorial Highway | Verizon | SBA | monopole | 149 | 150 | 243 | replace 6 of 12 existing antennas with 3 new PCS and 3 LTE antennas, and 6 diplexers
| Groton | Gold Star Memorial Highway | AT&T | SBA | monopole | 130 | 150 | 243 | add 3 multi-band antennas to 6 GSM/UMTS antennas |  | 4G/LTE upgrade
| Groton | Gold Star Memorial Highway | Verizon | SBA | monopole | 150 | 150 | 243 | replace 9 of 12 existing antennas with 3 new 850 MHz, 3 new 1900 MHz, and 3 new 2100 MHz antennas
| Groton | Gold Star Memorial Highway | Verizon | SBA | monopole | 149 | 150 | 243 | replace 3 antennas with 3 700 MHz antennas
| Groton | Gold Star Memorial Highway | T-Mobile | SBA | monopole | 128 | 150 | 243 | install 3 x 2100 MHz & 3 x 1900 MHz antennas, & 3 x 600/700/1900 Mhz & 1 x 11GHz MW dish, add 9 rru's | 10' x 15' concrete pad | Tower Share: install 3 cabinets and H-frame on concrete pad | diesel generator | 25kW | no
Docket No. 343 | Groton | Sandy Hollow Road | T-Mobile | MCF Communications | monopole | 127 | 130 | 122 | install 9 panel antennas | pad
| Groton | Sandy Hollow Road | n/a | SBA | monopole | n/a | 130 | 122 | n/a |  | Transfer of Certificate
| Groton | Sandy Hollow Road | MetroPCS | SBA | monopole | 117 | 130 | 122 | install 6 panel antennas
| Groton | Sandy Hollow Road | T-Mobile | SBA | monopole | 129 | 130 | 122 | add 3 UMTS antennas to 3 existing GSM antennas; add 3 AWS TMAs to 3 PCS TMAs
| Groton | Sandy Hollow Road | T-Mobile | SBA | monopole | 127 | 130 | 122 | install 3 700 MHz antennas
| Groton | Sandy Hollow Road | Verizon | SBA | monopole | 117 | 130 | 122 | remove MetroPCS equipment @ 117', install 4 2100 MHz antennas @ 117' | cabinets | EFR 1133
| Groton | Groton Long Point Road | BAM | Groton, Town of | self-support lattice | 110 | 110 | 166 | 2-omni antennas | 10' x 10' | Add 2 Kathrein 740 247 antennas and add a building for equipment
| Groton | Groton Long Point Road | SCLP | Groton, Town of | self-support lattice | 50 | 110 | 166 | add 2-11' whips |  | Tower sharing of Police tower
| Groton | Groton Long Point Road | BAM | Groton, Town of | self-support lattice | 100 | 110 | 166 | Add 12 ALP-9212 antennas |  | Replace Antennas
Docket No. 175 | Groton | Groton Long Point Road | BAM | Groton, Town of | self-support lattice | 146 | 148 | 170 | 12-4'x2' panels, 2-whips |  | Share facility with SCLP and town, Share town building for equip., ownership reverts to town
Docket No. 175 | Groton | Groton Long Point Road | SCLP | Groton, Town of | self-support lattice | 138 | 148 | 170 |  |  | Share facility with BAM and town, Share town building for equip.
| Groton | Groton Long Point Road | SNET/Cingular | Groton, Town of | self-support lattice | 133 | 140 | 166 | replace existing antennas with 9 CSS DUO1417-8686-4-0, 6 tower mount amplifiers
| Groton | Groton Long Point Road | Verizon | Groton, Town of | self-support lattice | 140 | 140 | 166 | remove 3 cellular antennas and replace with 6 PCS antennas
| Groton | Groton Long Point Road | Cingular | Groton, Town of | self-support lattice | 133 | 140 | 166 | replace 3 existing antennas with 3 new ones |  | add 3 diplexers
| Groton | Groton Long Point Road | Verizon | Groton, Town of | self-support lattice | 143 | 140 | 166 | replace 6 existing cellular antennas with 6 new cellular antennas |  | add 3 diplexers
| Groton | Groton Long Point Road | AT&T | Groton, Town of | self-support lattice | 133 | 140 | 166 | remove 9 existing antennas and 6 TMAs; replace with 9 LTE antennas, 6 TMAs, and 6 RRHs
| Groton | Groton Long Point Road | Verizon | Groton, Town of | self-support lattice | 140 | 140 | 166 | replace 12 existing antenanas with 6 cellular, 3 PCS, and 3 LTE antennas; add 6 diplexers
| Groton | Groton Long Point Road | Verizon | Groton, Town of | self-support lattice | 143 | 140 | 166 | replace 6 of 12 existing antennas with 3 cellular and 3 AWS antennas
| Groton | Groton Long Point Road | Verizon | Groton, Town of | self-support lattice | 140 | 140 | 166 | replace 9 ant w/ 3 700 MHz, 3 1900 MHz, 3 2100 MHz; replace 3 RRHs
| Groton | Groton Long Point Road | AT&T | Groton, Town of | self-support lattice | 133 | 140 | 166 | replace 3 ant w/ 3 850/1900 MHz; add 3 RRHs
| Groton | Groton Long Point Road | AT&T | Groton, Town of | self-support lattice | 133 | 140 | 166 | relocate 3 antennas & replace 3 antennas w 3 x 700/850/2100 MHz antennas; replace 9 rru's
| Groton | Flanders Road | Metricom | Omnipoint & Groton | monopole | 133'8' | 130 |  | 16-Larsen panel antennas; 4-WCS Decibel ant. | 9'x8'6"
| Groton | Flanders Road | AT&T Wireless | Omnipoint & Groton | monopole | 137 | 130 |  | 6 panel Allgon 7250.02 antennas
| Groton | Flanders Road | T-Mobile | Omnipoint & Groton | monopole | 130 | 130 |  | add 3 EMS-RR90-17-02DP antennas to existing 6 |  | add 2 Nortel S8000 equipments cabinets and 1 power/telco cabinet
| Groton | Flanders Road | Cingular | Omnipoint & Groton | monopole | 121 | 130 |  | remove 6 existing antennas, install 6 new ones |  | install one new equipment cabinet
| Groton | Flanders Road | Verizon | Omnipoint & Groton | monopole | 110 | 130 |  | install 6 cellular and 6 PCS antennas | 12x30
| Groton | Flanders Road | Verizon | Omnipoint & Groton | monopole | 110 | 130 |  | add LTE antennas to 12 existing antennas ( 6 cellular & 6 PCS)
| Groton | Flanders Road | T-Mobile | Omnipoint & Groton | monopole | 131 | 130 |  | replace 3 of 6 existing antennas with 3 new UMTS antennas |  | UMTS upgrade
| Groton | Flanders Road | AT&T | Crown Castle | monopole | 121 | 130 |  | add 3 multi-band antennas to 6 GSM/UMTS antennas |  | 4G/LTE upgrade
| Groton | Flanders Road | T-Mobile | Crown Castle | monopole | 132 | 130 |  | replace 6 existing antennas with 3 GSM/UMTS antennas and 3 LTE antennas |  | 4G/LTE upgrade
| Groton | Flanders Road | T-Mobile | Crown Castle | monopole | 132 | 130 |  | install 3 LTE antennas & 3 RRUs.
| Groton | Flanders Road | Verizon | Crown Castle | monopole | 110 | 130 |  | replace 6 ant. w/ 3 1900 MHz, 3 700 MHz, add 3 2100 MHz. Add 6 RRHs
| Groton | Flanders Road | AT&T | Crown Castle | monopole | 125 | 130 |  | relocat 2 antennas; replace 6 antennas w 3x700/2100 MHz & 3x700/850/1900 MHz antennas; replace 3 rrus & install 6 rrus | upgrade g.l equipment
| Groton | Roberts Road | SCLP | Candid Communications | monopole | 147.5 | 150 | 125 | 9-52" allgon antennas | 11.5'x20'
| Groton | Roberts Road | Sprint | Candid Communications | monopole | 117 | 150 | 124.5 | 6 panel antennae | cabinets | 1 GPS @ 50'
| Groton | Roberts Road | AT&T Wireless | Candid Communications | monopole | n/a | 150 | 124.5 |  |  | add equipment to existing equipment shelter
| Groton | Roberts Road | SNET/Cingular | Candid Communications | monopole | 144 | 145 | 124.5 | replace existing antennas with 9 CSS DUO4-8670, 6 tower mount amplifiers, 3 diplexers,
| Groton | Roberts Road | AT&T Wireless | Candid Communications | monopole |  | 145 | 124.5 | add GPS antenna for E911
| Groton | Roberts Road | AT&T Wireless | Candid Communications | monopole | 130 | 145 | 124.5 | remove antennas, no longer in use
| Groton | Roberts Road | Cingular | Candid Communications | monopole | 147 | 150 | 124.5 | remove 9 antennas; install 6 new antennas |  | remove 6 tower mount amplifiers & 6 diplexers; install 6 new tower mount amps and 6 new diplexers
| Groton | Roberts Road | Verizon | Candid Communications | monopole | 135 | 150 | 124.5 | install 12 panel antennas | 12x30
| Groton | Roberts Road | MetroPCS | Candid Communications | monopole | 102 | 150 | 124.5 | install up to 6 Kathrein 800-10504 panel antennas | pad
| Groton | Roberts Road | T-Mobile | Candid Communications | monopole | 125 | 150 | 124.5 | replace 3 of 6 antennas; replace 6 of 6 TMAs | pad
| Groton | Roberts Road | Sprint | Candid Communications | monopole |  | 150 | 124.5 |  |  | install 5 kW fuel cell as backup power | fuel cell backup
| Groton | Roberts Road | Verizon | Crown Castle | monopole | 137 | 150 | 124.5 | replace 6 of 12 existing antennas with 3 new PCS and 3 LTE antennas
| Groton | Roberts Road | AT&T | Crown Castle | monopole | 144.5 | 150 | 124.5 | add 3 multi-band antennas to 6 GSM/UMTS antennas |  | 4G/LTE upgrade
| Groton | Roberts Road | Sprint | Crown Castle | monopole | 117 | 150 | 124.5 | replace 6 CDMA antennas with 3 dual-band antennas |  | 4G/LTE upgrade
| Groton | Roberts Road | T-Mobile | Crown Castle | monopole | 126 | 150 | 124.5 | replace 6 existing antennas with 3 new GSM/UMTS and 3 new LTE antennas |  | 4G/LTE upgrade
| Groton | Roberts Road | Verizon | Crown Castle | monopole | 137 | 150 | 124.5 | replace 6 of 12 existing antennas with 3 new 800 MHz antennas and 3 new 2100 MHz antennas
| Groton | Roberts Road | Sprint | Crown Castle | monopole | 113 | 150 | 124.5
| Groton | Roberts Road | AT&T | Crown Castle | monopole | 144.5 | 150 | 125 | install 3 RRHs previously approved but never installed
| Groton | Roberts Road | Verizon | Crown Castle | monopole | 137 | 150 | 125 | replace 9 antennas with 3 700, 3 1900, and 3 2100 antennas
| Groton | Roberts Road | T-Mobile | Crown Castle | monopole | 126 | 145 | 125 | install 3 700 MHz antennas
| Groton | Roberts Road | Verizon | Crown Castle | monopole | 137 | 145 | 125 | replace 9 ant w/ 3 700 MHz, 3 1900 MHz, 3 2100 MHz; replace 3 RRHs, add 6 RRHs
| Groton | Roberts Road | AT&T | Crown Castle | monopole | 145 | 145 | 125 | replace 3 antennas w/ 3 1900 MHz antennas; add 3 RRHs
| Groton | Roberts Road | AT&T | Crown Castle | monopole | 145 | 145 | 125 | relocate 3 antennas & replace 3 antennas w 3 x 700/850/2300 MHz antennas; relocate 8 rru's & install 9 rru's
| Groton | Briar Hill Road | Sprint | Citadel Broadcasting | guyed-lattice | 190 | 250 | 189 | install 6 panel antennas | pad
Petition No. 913 | Groton | Briar Hill Road | MetroPCS | Citadel Broadcasting | guyed-lattice | 177 | 250 | 189 | install up to 6 Kathrein 800-10504 panel antennas |  | petition to expand base compound
| Groton | Briar Hill Road | Sprint | Citadel Broadcasting | guyed-lattice |  | 250 | 189 |  |  | install 10 kW fuel cell for backup power | fuel cell backup
| Groton | Briar Hill Road | Sprint | Citadel Broadcasting | guyed-lattice | 187 | 250 | 189 | replace 6 CDMA antennas with 3 dual-band antennas |  | 4G/LTE upgrade
| Groton | Briar Hill Road | MetroPCS | Citadel Broadcasting | guyed-lattice | 177 | 250 | 189 | replace 3 existing antennas with 6 new UMTS/LTE antennas
| Groton | Briar Hill Road | Sprint | Citadel Broadcasting | guyed-lattice | 187 | 250 | 189 | remove 6 CDMA antennas; install 6 new CDMA/LTE antennas
| Groton | Briar Hill Road | AT&T | Citadel Broadcasting | guyed-lattice | 177 | 250 | 189 | remove 3 antennas, install 3 700/2100 MHz and 3 1900/2100 MHz antennas, install 3 RRHs
| Groton | Briar Hill Road | T-Mobile | Citidel Broadcasting | guyed-lattice | 177 | 250 | 189 | replace 3 ant w/ 3 1900/2100 MHz
| Groton | Briar Hill Road | T-Mobile | Citidel Broadcasting | guyed-lattice | 177 | 250 | 189 | install 3 x 600/700 MHz antennas; add 3 rru's
| Guilford | Tanner Marsh Road | Metro Media Paging | Comm. TV (aka Heritage Cable) | self-support lattice | 60 | 94 | 90 | 1-9.5' whip, 1-6' whip
| Guilford | Tanner Marsh Road | Comm. TV (aka Heritage Cable) | Comm. TV (aka Heritage Cable) | self-support lattice |  | 94 | 90 |  | 6' x 8' | install sm. bldg.
| Guilford | Tanner Marsh Road | TCI/Sprint | TCI of South Central CT | self-support lattice | 90,70 | 90 | 87 | 6-panel, 1-GPS |  | 8x11 concrete foundation for equip.; relocate existing TCI dish antenna from 90 to 80
| Guilford | Tanner Marsh Road | Sprint | CTI Towers | self-support lattice | 88 | 90 | 87 | replace 6 CDMA antennas with 3 dual-band antennas |  | 4G/LTE upgrade
Petition No. 1066 | Guilford | Tanner Marsh Road | Verizon | CTI Towers | monopole |  | 150 | 87 | Sprint @ 140' agl; Verizon to install 12 antennas @ 150' | 12x24 | former 90' ssl replaced by 150' m; Verizon equipment in shelter, Sprint on pad
| Guilford | Tanner Marsh Road | Sprint | CTI Towers | monopole | 140 | 150 | 87 | add 3 new CDMA/LTE antennas to 3 existing antennas
| Guilford | Tanner Marsh Road | Verizon | IWG Tower Assets I LLC | monopole | top | 150 | 87 | replace 12 antennas with 3 700, 3 850, 3 1900, and 3 2100 MHz antennas
| Guilford | Tanner Marsh Road | Verizon | American Tower Corporation | monopole | 150 | 150 | 87 | replace 6 antennas w 6 x 700/850/1900/2100 MHz antennas; add 3 rru's
Docket No. 44 | Guilford | Tanner Marsh Road | SNET Cellular | SNET Cellular | monopole | 150 | 150 | 88 | (4-6)-whips | 20x24 | Town of Guilford tract/alternate
| Guilford | Tanner Marsh Road | SNET/SCLP | SNET/SCLP | monopole | 158.27 | 150 | 88 | 1-message alert antenna |  | Add 1-message alert antenna
| Guilford | Tanner Marsh Road | SNET/SCLP | SNET/SCLP | monopole | [5 empty] | Transfer of certificate from SNET to Springwich Cellular limited Partnership
| Guilford | Tanner Marsh Road | SNET/SCLP | SNET/SCLP | monopole |  | 150 | 88 | Directional panel antennas , Approx. 4' |  | Increase channels change antenna type
| Guilford | Tanner Marsh Road | SNET/SCLP/WMNR | SNET/SCLP | monopole | 110 | 150 | 88 | 1 12' FM antenna | 6' x 8' | Add 1-12' FM antennas and add a building for equipment
| Guilford | Tanner Marsh Road | SCLP/Omni | SNET Cellular | monopole | 162 | 150 | 88 | 1-72"x16" diameter canister | 10x12 slab | EMS TRR90-17-000DP-M21
| Guilford | Tanner Marsh Road | Cingular | SNET Cellular | monopole | 152 | 150 | 88 | replace existing with 3 EMS MB96RR900200DPBL, 6 tower mount amplifiers
| Guilford | Tanner Marsh Road | Pocket (now MetroPCS) | SNET Cellular | monopole | 119 | 150 | 88 | flush mount 3 antennas
| Guilford | Tanner Marsh Road | Cingular | SNET Cellular | monopole | 152 | 150 | 88 | remove 9 existing antennas, 6 TMAs, 3 diplexers; replace with 6 new antennas, 6 TMAs, 6 diplexers |  | UMTS upgrade
| Guilford | Tanner Marsh Road | T-Mobile | SNET Cellular | monopole | 163 | 150 | 88 | replace 3 existing antennas and 6 TMAs with 3 new antennas and 6 new TMAs |  | UMTS upgrade
| Guilford | Tanner Marsh Road | AT&T | SNET Cellular | monopole | 152 | 150 | 88 | add 3 antennas and 6 RRHs to 6 existing antennas and 6 existing TMAs
Petition No. 1021 | Guilford | Tanner Marsh Road | Town of Guilford public safety | American Tower | self-support lattice | var. | 190 | 88 | town to add public safety antennas at various hts. Between 20' and 190' |  | replace 150' monopole with 190' self-supporting lattice tower; existing carriers positions adjusted
| Guilford | Tanner Marsh Road | Enertrac | American Tower | self-support lattice | 190 | 190 | 88 | install 2 omnidirectional antennas
| Guilford | Tanner Marsh Road | T-Mobile | American Tower | self-support lattice | 175 | 190 | 88 | replace 6 existing antennas with 3 GSM and 3 LTE antennas |  | 4G/LTE upgrade
| Guilford | Tanner Marsh Road | AT&T | American Tower | self-support lattice | 166 | 190 | 88 | replace 3 ant. w/ 3 LTE, add 3 RRHs
| Guilford | Tanner Marsh Road | T-Mobile | American Tower Corporation | self-support lattice | 175 | 190 | 88 | replace 3 antennas with 3 700 MHz antennas
| Guilford | Tanner Marsh Road | AT&T | American Tower Corporation | self-support lattice | 166 | 191 | 88 | replace 3 antennas with 3 800/2300 MHz antennas
| Guilford | Tanner Marsh Road | AT&T | American Tower Corporation | self-support lattice | 166 | 191 | 88 | replace 3 RRHs on platform
| Guilford | Tanner Marsh Road | AT&T | American Tower Corporation | monopole | 166 | 190 | 88 | install 3 x 1900 MHz antennas; add 3 rru's
| Guilford | Tanner Marsh Road | AT&T | American Tower Corporation | monopole | 166 | 190 | 88 | replace 3 antennas w 3x 700/1900 MHz antennas; add 6 rru's
Docket No. 56 | Guilford | Manor Road | BAM | BAM | monopole | 150 | 150 | 265 | 2-11' whips, 3-8' reflect. ant | 15x21
| Guilford | Manor Road | BAM/SCLP | BAM | monopole | 134 | 150 | 265 | 9-panel antennas | 12' x 26' | Add 9 DB-834-RF antennas and building
| Guilford | Manor Road | BAM | BAM | monopole | 150 | 150 | 265 | 1-GPS |  | Install GPS receive only
| Guilford | Manor Road | BAM | Crown Atlanic Co. LLC | [6 empty] | Transfer of Certificate from BAM to Crown Atlantic CO.LLC
| Guilford | Manor Road | SNET/Cingular | Crown Atlantic | monopole | 140 | 150 | 265 | replace existing antennas with 3 EMS MB96RR900200
| Guilford | Manor Road | AT&T | Crown Atlantic | monopole |  | 150 | 265 | Crown received permission to replace tower and add AT&T and Sprint; but these carriers never went on tower
| Guilford | Manor Road | Sprint | Crown Atlantic | monopole |  | 150 | 265 | Crown received permission to replace tower and add AT&T and Sprint; but these carriers never went on tower
| Guilford | Manor Road | Verizon | Crown Atlantic | monopole | 150 | 150 | 265 | replace 6 existing cellular with 6 PCS antennas
| Guilford | Manor Road | T-Mobile | Crown Atlantic | monopole | 128 | 150 | 265 | install 6 panel antennas | pad
| Guilford | Manor Road | Verizon | Crown Atlantic | monopole | 150 | 150 | 265 | replace 6 existing cellular with 6 new cellular antennas
| Guilford | Manor Road | Cingular | Crown Atlantic | monopole | 138 | 150 | 265 | remove 3 existing antennas, 6 TMAs, and 3 diplexers; install 6 new antennas, 6 TMAs, 6 diplexers
| Guilford | Manor Road | Verizon | Crown Castle | monopole | 150 | 150 | 265 | replace 12 antennas with 6 cellular, 3 PCS, and 3 LTE antennas
| Guilford | Manor Road | AT&T | Crown Castle | monopole | 137 | 150 | 265 | add 3 LTE antennas to 6 existing GSM/UMTS antennas
| Guilford | Manor Road | Verizon | Crown Castle | monopole | 150 | 150 | 265 | replace 3 of 12 antennas with 3 new LTE antennas
| Guilford | Manor Road | AT&T | Crown Castle | monopole |  | 150 | 265 |  |  | install 50 kW diesel generator for backup power | diesel generator
| Guilford | Manor Road | Verizon | Crown Castle | monopole | 150 | 150 | 265 | replace 3 ant. w/ 3 1900 MHz & add 3 2100 MHz & install 3 RRHs
| Guilford | Manor Road | T-Mobile | Crown Castle | monopole | 128 | 150 | 265 | replace 3 ant. w/ 3 1900/2100AWS/2100LTE, 6 RRUs
| Guilford | Manor Road | AT&T | Crown Castle | monopole | 137 | 150 | 265 | replace 3 antennas with 3 700/1900 MHz antennas
| Guilford | Boston Post Road | BAM | Sprint | monopole | 120 | 130 | 101 | 12 panels | 11x20 | Replace existing tower with new mono, 1 - GPS at 80
| Guilford | Boston Post Road | Nextel | Sprint | monopole | 100 | 130 | 101 | 3-whips, gps at 80' | 10x20
| Guilford | Boston Post Road | SCLP | Sprint | monopole | 110 | 130 | 101 | 12 panels | 12x26
Petition No. 613 | Guilford | Boston Post Road | T-Mobile, AT&T | Sprint | monopole | 150 | 150 | 101 | T-Mobile adds 3 panel antennas at 150'; Nextel moves from 100' to 140'; AT&T installs 6 panel antennas at 102'; Cingular replaces existing antennas at 112' |  | raise tower height from 130' to 150'
| Guilford | Boston Post Road | Verizon | Sprint | monopole | 122 | 150 | 101 | replace 6 cellular antennas with 6 PCS antennas
| Guilford | Boston Post Road | Cingular | Sprint | monopole | 110 | 150 | 101 | replace existing antennas with 6 new antennas
| Guilford | Boston Post Road | AT&T | Sprint | monopole | 150 | 150 | 101 | remove antennas, no longer in use
Docket No. 349 | Guilford | Boston Post Road |  | Global Signal | monopole |  | 150 | 101 |  |  | move location of facility to accommodate planned shopping center; existing carriers transfer to new tower
| Guilford | Boston Post Road | Pocket (now MetroPCS) | Global Signal | monopole | 103 | 150 | 101 | flush mount 3 antennas
| Guilford | Boston Post Road | T-Mobile | Crown Castle | monopole | 148 | 150 | 101 | add 3 new antennas to 3 existing antennas; add 3 TMAS to 3 existing TMAs
| Guilford | Boston Post Road | Verizon | Crown Castle | monopole | 120 | 150 | 101 | replace 6 of 12 existing antennas with 3 new PCS and 3 new LTE antennas
| Guilford | Boston Post Road | Sprint | Crown Castle | monopole |  | 150 | 101 |  |  | install 5 kw fuel cell for backup power | fuel cell backup
| Guilford | Boston Post Road | AT&T | Crown Castle | monopole | 108 | 150 | 101 | add 3 LTE antennas to 6 existing antennas
| Guilford | Boston Post Road | Sprint | Crown Castle | monopole | 130 | 150 | 101 | replace 3 CDMA antennas with 3 dual band antennas for LTE
| Guilford | Boston Post Road | Sprint | Crown Castle | monopole | 130 | 150 | 101 | install 3 new LTE antennas
| Guilford | Boston Post Road | T-Mobile | Crown Castle | monopole | 148 | 150 | 101 | replace 3 GSM antennas with 3 GSM/UMTS antennas and add 3 LTE antennas |  | 4G/LTE upgrade
| Guilford | Boston Post Road | Verizon | Crown Castle | monopole | 118 | 150 | 101 | add 3 AWS antennas to 12 existing antennas
| Guilford | Boston Post Road | AT&T | Crown Castle | monopole | 108 | 150 | 101 | install 3 RRHs
| Guilford | Boston Post Road | AT&T | Crown Castle | monopole | 106 | 150 | 101 | replace 3 RRHs with 3 new RRHs
| Guilford | Boston Post Road | Verizon | Crown Castle | monopole | 118 | 149 |  | remove 9 existing and install 3x700MHz & 3x2100MHz antennas
| Guilford | Boston Post Road | T-Mobile | Crown Castle | monopole | 148 | 150 | 101 | install 3 x 600/700 MHz antennas; add 3 rru's
Docket No. 252 | Guilford | Granite Road | AT&T | AT&T | monopole | 100 | 100 | 105 | up to 12 panel antennas | pad
| Guilford | Granite Road | Cingular | Cingular | monopole | 100 | 100 | 105 | replace 3 antennas with 6 new antennas | pad | add new equipment cabinet on pad
| Guilford | Granite Road | Pocket (now MetroPCS) | Cingular | monopole | 90 | 100 | 105 | flush mount 3 antennas
| Guilford | Granite Road | AT&T | AT&T | monopole | 97 | 100 | 105 | add 3 LTE antennas to 6 existing GSM/UMTS antennas
| Guilford | Granite Road | MetroPCS | AT&T | monopole | 86 | 100 | 105 | replace 3 existing antennas with 6 new CDMA/LTE antennas
Petition No. 1114 | Guilford | Granite Road | Verizon | AT&T | monopole | 107 | 110 | 105 | install 12 panel antennas | 12x30 | Pe1114 raises tower by 10' for Verizon | diesel generator | 48 hours | no
| Guilford | Granite Road | T-Mobile | Crown | monopole | 86 | 110 | 105 | install 3 LTE antennas & 3 RRUs on existing T-arms
| Guilford | Granite Road | AT&T | Crown Castle | monopole | 97 | 110 | 105 | replace 3 antennas w/ 3 700/1900 MHz antennas; add 3 RRHs
| Guilford | Granite Road | verizon | Crown Castle | monopole | 109 | 110 | 105 | replace 6 antennas with 3 x 1900 MHz & 3x 2100 MHz antennas; add 3 rru's
| Guilford | Granite Road | T-Mobile | Crown Castle | monopole | 87 | 109 | 105 | replace 6 antennas w 3x 600/700 MHz & 3 x 1900/2100 MHz antennas; add 3 x rru's
Docket No. 238 | Guilford | Long Hill Road | Sprint | Sprint Spectrum | monopole | 177.5 | 180 | 180 | 12 DB980H90E panel antennas | pad | AT&T on tower @ 170'
| Guilford | Long Hill Road | Cingular | Sprint Spectrum | monopole | 167 | 180 | 180 | remove 3 existing antennas; install 6 new antennas, 6 TMAs, 6 diplexers
| Guilford | Long Hill Road | T-Mobile | Sprint Spectrum | monopole | 155 | 180 | 180 | replace 3 existing antennas with 3 new GSM/UMTS antennas
| Guilford | Long Hill Road | Sprint | Crown Castle | monopole | 178 | 180 | 180 | replace 6 CDMA antennas with 3 dual-band antennas |  | 4G/LTE upgrade
| Guilford | Long Hill Road | AT&T | Crown Castle | monopole | 167 | 180 | 180 | add 3 multi-band antennas to 6 GSM/UMTS antennas |  | 4G/LTE upgrade
| Guilford | Long Hill Road | Verizon | Crown Castle | monopole | 145 | 180 | 180 | install 12 antennas | 12x30 |  | diesel generator
| Guilford | Long Hill Road | T-Mobile | Crown Castle | monopole | 158 | 180 | 180 | replace 3 GSM antennas with 3 GSM/UMTS antennas and add 3 LTE antennas |  | 4G/LTE upgrade
| Guilford | Long Hill Road | Sprint | Crown Castle | monopole | 178 | 180 | 180 | add 3 new CDMA/LTE antennas to 3 existing ones
| Guilford | Long Hill Road | T-Mobile | Crown Castle | monopole | 155 | 180 | 180 | replace 3 ant w 3 LTE antennas & 3 RRUs
| Guilford | Long Hill Road | Sprint | Crown Castle | monopole | 176 | 180 | 180 | install 3 2500 MHz antennas; add 3 RRHs
| Guilford | Long Hill Road | AT&T | Crown Castle | monopole | 167 | 180 | 180 | replace 6 antennas w 3x700 Mhz & 3 x 2100 MHz antennas; add 6 rru's
| Guilford | Long Hill Road | T-Mobile | Crown Castle | monopole | 155 | 180 | 180 | replace 3 with 3 x 1900/2100 Mhz & install 3x600/700 MHz antennas
Docket No. 47 | Guilford | Killingworth Road | Rollins Cablevision | Rollins Cablevision | self-support lattice | 145 | 150 | 245 | 1-10' para ant., 1-20' whip | 6x8x8
| Guilford | Killingworth Road | TCI/Sprint | TCI of South Central CT | self-support lattice | 140,90 | 140 | 244 | 6-panel, 1-GPS |  | 8x11 concrete foundation for equip.; relocate existing TCI dish antenna from 140 to 130
| Guilford | Killingworth Road | Sprint | TCI of South Central CT | self-support lattice | 140 | 140 | 244 | 9-panel antennas, 1-GPS at 90 |  | 8.5x20 concrete foundation for equip. Did not utilize approval of 10/22/97
| Guilford | Killingworth Road | AT&T | AT&T Broadband | self-support lattice | 150 | 150 | 244 | install 6 Allgon 7250.03 panel antennas |  | up to 4 equipment cabinets on concrete pad
Petition No. 726 | Guilford | Killingworth Road | Nextel | Optasite | self-support lattice | 120 | 150 | 244 | add 12 antennas | 12x20 | expand base compound 450 sq. ft.
| Guilford | Killingworth Road | Verizon | Optasite | self-support lattice | 128 | 150 | 244 | install 12 panel antennas | 12x30
| Guilford | Killingworth Road | Cingular | Optasite | self-support lattice | 150 | 150 | 244 | remove 3 antennas; replace with 3 new antennas and 6 TMAs
| Guilford | Killingworth Road |  | SBA Inc | self-support lattice |  | 150 | 244 |  |  | Transfer of Certificate from Optasite
| Guilford | Killingworth Road | Cingular | SBA Inc | self-support lattice |  | 150 | 244 |  |  | extend equipment pad, change equipment cabinets
| Guilford | Killingworth Road | Verizon | SBA Inc | self-support lattice | 129 | 150 | 244 | replace 12 antennas with 6 cellular, 3 PCS, and 3 LTE antennas
| Guilford | Killingworth Road | Sprint | SBA Inc | self-support lattice | 138 | 150 | 244 | replace 9 CDMA antennas with 3 dual-band antennas
| Guilford | Killingworth Road | AT&T | SBA | self-support lattice | 148.5 | 150 | 244 | add 3 multi-band antennas to 6 GSM/UMTS antennas |  | 4G/LTE upgrade
| Guilford | Killingworth Road | Sprint | SBA | self-support lattice | 140 | 150 | 244 | add 3 dual band antennas to 3 existing antennas
| Guilford | Killingworth Road | Verizon | SBA | self-support lattice | 128 | 150 | 244 | replace 12 antennas w/ 3 700 MHz, 3 850 MHz, 3 1900 MHz, 3 2100 MHz
| Guilford | Killingworth Road | AT&T | SBA | self-support lattice | 148 | 150 | 244 | replace 3 RRHs
| Guilford | Killingworth Road | AT&T | SBA | self-support lattice | 150 | 150 | 244 | replsce 3 antennas w 3 x 700/850/2300 MHz antennas & install 3 x 1900 MHz & 3 x 2100MHz antennas; add 3 rru's
Docket No. 217 | Guilford | Rockland Road | Sprint | Sprint | monopole | 147.5 | 150 | 371.5 | up to 12 panel antennas on platford | pad
Docket No. 271 | Guilford | Rockland Road | AT&T | Sprint | monopole | 137 | 150 | 371.5 |  | pad
| Guilford | Rockland Road | Cingular | Sprint | monopole | 137 | 150 | 371.5 | install 6 panel antennas | 12x20 | AT&T not on tower - merged with Cingular
| Guilford | Rockland Road |  | TowerCo, LLC | monopole |  | 150 | 371.5 |  |  | Transfer of Certificate from Sprint
Petition No. 899 | Guilford | Rockland Road | Verizon | TowerCo, LLC | monopole | 157 | 150 | 371.5 | install 15 antennas on t-arm mounts | 12x30 | extend height of tower 10 feet to 160'
Petition No. 899 | Guilford | Rockland Road | Verizon | TowerCo, LLC | monopole | 157 | 150 | 371.5 | replace 9 of 15 existing antennas with 6 PCS and 3 LTE antennas
Petition No. 899 | Guilford | Rockland Road | Sprint | TowerCo, LLC | monopole | 147 | 150 | 371.5 | replace 6 existing CDMA antennas with 3 dual-band antennas |  | 4G/LTE upgrade
| Guilford | Rockland Road | AT&T | SBA | monopole | 137 | 150 | 371.5 | add 3 multi-band antennas to 6 GSM/UMTS antennas |  | 4G/LTE upgrade
| Guilford | Rockland Road | AT&T | SBA | monopole |  | 150 | 371.5 |  |  | install 50 kW diesel generator for backup power | diesel generator
| Guilford | Rockland Road | Sprint | SBA | monopole | 147 | 150 | 371.5 | add 3 new dual band antennas to 3 existing antennas
| Guilford | Cooks Lane Road | SNET/SCLP | Menuncketuck Comm Corp | self-support lattice | 152.47 | 180 | 676 | 12-omni/direct |  | Add 12-omni/direct antennas and share building
| Guilford | Cooks Lane Road | BAM | Menuncketuck Comm Corp | self-support lattice | 175 | 180 | 676 | 2-8' dish, 2-6' dish, |  | Add 2-8' dishes, 2-6' dishes (SCLPwich here too)
| Guilford | Cooks Lane Road | DPS | Menuncketuck Comm Corp | self-support lattice | var | 180 | 676 | 2-dishes, 6-whips (127'/130') |  | Add 2-dishes, 6-whips
| Guilford | Cooks Lane Road | Cingular | Menuncketuck Comm Corp | self-support lattice | 152.5 | 180 | 676 | replace existing with 9 DUO1417-8686-4-0 antennas, 6 tower mount amplifiers,
| Guilford | Cooks Lane Road | Cingular | Menuncketuck Comm Corp | self-support lattice | 153 | 180 | 676 | remove 9 existing antennas, 6 TMAs, 3 diplexers; replace with 6 new antennas, 6 TMAs, 6 diplexers
| Guilford | Cooks Lane Road | AT&T | Menuncketuck Comm Corp | self-support lattice | 152 | 180 | 676 | add 3 multi-band antennas to 6 GSM/UMTS antennas |  | 4G/LTE upgrade
| Guilford | Cooks Lane Road | AT&T | Menuncketuck Comm Corp | self-support lattice | 152 | 180 | 676 | replace 3 antennas w/ 3 700/1900 MHz antennas; add 3 RRHs
Petition No. 1172 | Guilford | Boston Post Road | Verizon | Sachem Square, LLC | rooftop | 30 | 22.8 | 28.8 | 2100 MHz canister antenna | 3x3 pad | small cell concealed in RF transparent cupola on building roof
Docket No. 417 | Guilford | Moose Hill Road | T-Mobile | T-Mobile | monopole | 108 | 110 | 52 | install 6 antennas | pad |  | battery backup | 8-10 hour capacity
| Guilford | Moose Hill Road |  | Bay Communications | monopole |  | 110 |  |  |  | Transfer of Certificate from T-Mobile to Bay Communications
| Guilford | Moose Hill Road |  | American Towers, LLC | [6 empty] | Transfer of Certificate from Bay Communications to American Towers, LLC
| Guilford | Moose Hill Road | T-Mobile | American Towers, LLC | monopole | 108 | 110 |  | relocate 3 antennas & replace 3 antennas w 3 x 600/700 MHz antennas& install 3x1900/2100 MHz antennas; add 3 rru's |  | replace T-arm mounts with new platform mount
| Haddam | Maple Avenue West | BAM | BAM | monopole | 118 | 120 | 510 | 15-52"x11.4" panels | 21x30
Docket No. 170 | Haddam | Maple Avenue West | BAM | BAM | monopole | 110 | 120 | 510 | 1-2' micro dish |  | Add a 2' micro at 110', Andrews p02-105A
| Haddam | Maple Avenue West | Omni | BAM | monopole | 100 | 120 | 510 | Add 6-5' panels, 1 GPS @ 50' |  | Add 6 Celwave APN199015, 1 equip cabinet
| Haddam | Maple Avenue West | BAM | [7 empty] | Transfer of Certificate from BAM to Crown Atlantic Company LLC
| Haddam | Maple Avenue West | AT&T Wireless | Crown Castle | monopole | 87 | 120 | 510 | add 6 Allgon 7250.03 antennas |  | 2 cabinets on concrete pad
| Haddam | Maple Avenue West | T-Mobile | Crown Castle | monopole | 100 | 120 | 510 | E911 upgrade
| Haddam | Maple Avenue West | Verizon | Crown Castle | monopole | 118 | 120 | 510 | replace 3 cellular with 6 new PCS antennas
| Haddam | Maple Avenue West | Haddam VFD | Crown Castle | monopole | 110 | 120 | 510 | install 2 UHF antennas
| Haddam | Maple Avenue West | Verizon | Crown Castle | monopole | 120 | 120 | 510 | replace 6 cellular antennas with 6 new ones
| Haddam | Maple Avenue West | Pocket (now MetroPCS) | Crown Castle | monopole | 85 | 120 | 510 | flush mount 3 antennas
| Haddam | Maple Avenue West | Cingular | Crown Castle | monopole | 95 | 120 | 510 | remove 3 existing antennas; install 6 Powerwave 7770 antenas, 6 TMAs, 6 diplexers
| Haddam | Maple Avenue West | Verizon | Crown Castle | monopole | 116 | 120 | 510 | replace 15 antennas with 6 cellular, 3 PCS, and 3 LTE antennas
| Haddam | Maple Avenue West | AT&T | Crown Castle | monopole | 89 | 120 | 510 | add 3 multi-band antennas to 6 existing GSM/UMTS antennas |  | 4G/LTE upgrade
| Haddam | Maple Avenue West | T-Mobile | Crown Castle | monopole | 97 | 120 | 510 | replace 3 existing antennas w/ 3 new antennas, 3 bias tees, 3 RRUs
| Haddam | Maple Avenue West | AT&T Wireless | Crown Castle | monopole | 87 | 120 | 510 | replace 6 antennas w 3 x 1900/2300 Mhz & 3x 700/2100 MHz antennas & install 3 x 700/2100 MHz antennas; add 6 rru's
Docket No. 84 | Haddam | Morris Hubbard Road | SNET Cellular | SNET Cellular | monopole | 150 | 150 | 344 | (4-6)- 12' whips | 24x22
| Haddam | Morris Hubbard Road | SNET/SCLP | SNET/SCLP | monopole | 150 | 150 | 344 | 1 message alert antenna |  | Add 1 message alert antenna
| Haddam | Morris Hubbard Road | SNET/SCLP | SNET/SCLP | monopole | [5 empty] | Transfer of certificate from SNET to Springwich Cellular limited Partnership
| Haddam | Morris Hubbard Road | SNET/SCLP/BAM | SNET/SCLP | monopole | 144 | 150 | 344 | 3-omni antennas | 5' x 7' | Add 3-omni antennas and 5' x 7' equipment cabinet.
| Haddam | Morris Hubbard Road | SCLP/Sprint | SNET/SCLP | monopole | 150 | 150 | 344 | 2-DB 910C (E)-M antennas | 12x12 slab | GPS at 50'
| Haddam | Morris Hubbard Road | SNET/Cingular | SCLP | monopole | 153 | 150 | 344 | replace existing antennas with 9 CSS DUO4-8670, 6 tower mount amplifiers, 1 LMU @ 38'
| Haddam | Morris Hubbard Road | Nextel | SCLP | monopole | 131 | 150 | 344 | install 12 panel antennas | 12x20
| Haddam | Morris Hubbard Road | Pocket (now MetroPCS) | SCLP | monopole | 140 | 150 | 344 | flush mount 3 antennas
| Haddam | Morris Hubbard Road | Sprint | American Tower | monopole | 152 | 150 | 344 | add 3 mulit-band antennas for LTE to 6 existing GSM/UMTS antennas
| Haddam | Morris Hubbard Road | American Tower | American Tower | monopole |  | 150 | 344 |  |  | install diesel generator for backup power | diesel generator |  | shared
| Haddam | Morris Hubbard Road | MetroPCS | American Tower | monopole | 140 | 150 | 344 | replace 3 existing antennas with 3 new LTE antennas
| Haddam | Morris Hubbard Road | AT&T | American Tower | monopole | 150 | 150 | 344 | replace 3 antennas w/ 3 1900/2300 MHz antennas; add 6 RRHs
| Haddam | Morris Hubbard Road | Sprint | American Tower | monopole | 131 | 150 | 344 | replace 6 existing w 3 x 850/1900 MHz & 3x2500MHz antennas
| Haddam | Hubbard Road | AT&T Wireless | SBA Inc | monopole | 157 | 160 |  | 6 panel Allgon 7250.02 antennas
| Haddam | Hubbard Road | Pocket (now MetroPCS) | SBA Inc | monopole | 157 | 160 |  | flush mount 3 antennas
| Haddam | Hubbard Road | T-Mobile | SBA Inc | monopole | 157 | 160 |  | replace 3 3G antennas with 3 4G antennas |  | 4G/LTE upgrade
| Haddam | Hubbard Road | T-Mobile | SBA Inc | monopole | 157 | 160 |  | install 3 LTE antennas
| Haddam | Chamberlain Hill Road | New Cingular | SBA Inc | monopole | 175 | 185 |  | install 6 panel antennas | 12x20 | Sprint on tower @ 185'
| Haddam | Chamberlain Hill Road | AT&T | SBA Inc | monopole | 175 | 185 |  | add 3 LTE antennas to 6 existing antennas
| Haddam | Chamberlain Hill Road | Sprint | SBA Inc | monopole | 185 | 185 |  | replace 6 CDMA antennas with 3 dual-band antennas |  | 4G/LTE upgrade
| Haddam | Chamberlain Hill Road | AT&T | SBA Inc | monopole |  | 185 |  |  |  | install 50 kW diesel generator for backup power | diesel generator
| Haddam | Chamberlain Hill Road | Sprint | SBA Inc | monopole | 185 | 185 |  | add 3 new CDMA/LTE antennas
| Haddam | Chamberlain Hill Road | Sprint | SBA | monopole | 185 | 185 |  | install 3 2500 MHz antennas and 3 RRHs on platform
Petition No. 102 | Haddam | Pokorny Road | CL&P/NU | CL&P/NU | guyed-lattice |  | 280 | 660 |  |  | Add electronic equipment to activate existing dishes
| Haddam | Pokorny Road | DPS | CL&P/NU | guyed-lattice | 280 | 280 | 660 | 3 dishes, 6 whips | 18' x 30' | emergency generator, a bldg ,and fence; reinfrce strctr. Rmv 1 dish & 1 antenna. | generator
| Haddam | Pokorny Road | Sprint | CL&P | guyed-lattice | 150 | 280 |  | 9-panel Antennas
| Haddam | Pokorny Road | VoiceStream | CL&P | guyed-lattice | 125 | 280 |  | 12 panel EMS RR 90-17-02DP | cabinet | Extend fenceline
| Haddam | Pokorny Road | T-Mobile | CL&P/NU | guyed-lattice | 125 | 280 | 660 | E911 upgrade
Petiton No. 1027 | Haddam | Pokorny Road | CL&P | CL&P/NU | self-support lattice |  | 280 | 660 | existing antennas to be relocated to replacement tower |  | replace existing guyed lattice tower with self-supporting lattice tower of same height
| Haddam | Pokorny Road | Eversource | Eversource | self-support lattice | 123 | 280 | 660 | install 6-foot dish
| Haddam | Pokorny Road | Eversource | Eversource | self-support lattice | 240 | 280 | 660 | install 6' dish
Sub-petition No. 1133 | Haddam | Pokorny Road | Verizon | Eversource | self-support lattice | 145 | 280 | 660 | install 12 antennas and 9 RRHs | 12'x26' | EFR 1133; 3 equipment cabinets | propane generator | 15kW
| Haddam | Pokorny Road | Sprint | Eversource | guyed-lattice | 155 | 280 | 660 | replace 3 antennas w 3x2500 MHz & install 3 x800/1900 MHz antennas; relocate 3 rrus & install 9 mew rrus
| Haddam | Chamberlain Hill Road | Nextel | AT&T Long Lines | self-support lattice | 290 | 365 | 593 | 2 panels at 290, 4 panels at 225 |  | Share equipment building
| Haddam | Chamberlain Hill Road | Marcus Communications | American Towers | self-support lattice | see comments | 365 |  | 2 dish at 355', 2 15' whips at 330, 1 15' whip at 365 |  | install ground equipment in existing building
| Haddam | Chamberlain Hill Road | US Coast Guard | American Towers | self-support lattice | var. | 365 |  | install various antennas at different hts |  | install propane-fueled backup generator | propane generator
| Haddam | Chamberlain Hill Road | MediaFLO | American Towers | self-support lattice | 274 | 365 |  | install 18' pylon antenna and 1 satellite dish at 25' ht. on tower | 12x20 | GPS on equipment shelter
| Haddam | Chamberlain Hill Road | Enertrac | American Towers | self-support lattice | 340 | 365 |  | install 2 omnidirectional antennas
| Haddam | Chamberlain Hill Road | Eversource | American Towers | self-support lattice | var. | 366 |  | install omni @ 375', omni @ 372', amplifier @ 365', microwave @ 300', diple @ 180', omni @ 179', and omni @ 175' |  |  | 20 kW propane generator (replaces existing) | 1000 gallon tank
| Haddam | Chamberlain Hill Road | Sigfox | American Towers | self-support lattice | 315 | 366 |  | install 1 x 900 MHz antenna on side arm | install 1 x equipment cabinet on proposed H-frame in ATC shelter
Docket No. 58 | Haddam | Plains Road | BAM | BAM | self-support lattice | 180 | 180 | 500 | 2-11' whips, 3-8' reflect. ant | 15x21
| Haddam | Plains Road | BAM | BAM | self-support lattice | 125 | 180 | 500 | 2-6' micro dishes |  | Add 2-6' micro dishes, 1 at 90, 1 at 125
| Haddam | Plains Road | BAM/SCLP | BAM | self-support lattice | 165 | 180 | 500 | 12-panel antennas | 12' x 26' | Add 12-ALP 110 11-N antennas
| Haddam | Plains Road | BAM | BAM | self-support lattice | 150 | 180 | 500 | 1-6' micro, 1-8' micro, 1-2'micro dishes |  | Add a 2' micro at 60', move 6' from95 to 150, replace 6' with 8' at 115'.
| Haddam | Plains Road | BAM | BAM | self-support lattice | 60 | 180 | 500 | 1-gps
| Haddam | Plains Road | BAM/Sprint | BAM | self-support lattice | 150 | 180 | 500 | 9- 5' panel antennas, 1-gps |  | 9-Decibel DB980H90, 1-gps at 50'/cabinets on 9'x15' pad
| Haddam | Plains Road | BAM | Crown Atlantic Company LLC | [6 empty] | Transfer of Certificate from BAM to Crown Atlantic CO.LLC
| Haddam | Plains Road | Crown/Nextel | Crown | self-support lattice | 144 | 180 | 500 | 12 panels DB 844H90 | 7x21
Petition No. 434 | Haddam | Plains Road | Crown/Omni | Crown | self-support lattice | 186 | 180 | 500 | 3-EMS TRR-90-17-22 Z DP Acellerator |  | Council approved 9-foot extension to the tower
| Haddam | Plains Road | AT&T Wireless | Crown Atlantic | self-support lattice | 135 | 180 | 500 | 6 panel antennae, Allgon 7250.02 | 5x6 pad | 2 new equip. cabinets
| Haddam | Plains Road | SNET/Cingular | Crown Atlantic | self-support lattice | 165 | 180 | 500 | replace existing antennas with 9 CSS DUO4-8670, 6 tower mount amplifiers, 3 diplexers, 1 LMU @ 25'
| Haddam | Plains Road | Verizon | Crown Atlantic | self-support lattice | 174 | 180 | 500 | replace 6 cellular antennas with 6 PCS antennas
| Haddam | Plains Road | Cingular/AT&T | Crown Atlantic | self-support lattice |  | 180 | 500 | remove all AT&T ground equipment
| Haddam | Plains Road | Verizon | Crown Atlantic | self-support lattice | 178 | 180 | 500 | replace 6 cellular antennas with 6 new ones
| Haddam | Plains Road | Pocket (now MetroPCS) | Crown Atlantic | self-support lattice | 135 | 180 | 500 | flush mount 3 antennas
| Haddam | Plains Road | Cingular | Crown Atlantic | self-support lattice | 165 | 180 | 500 | remove 9 antennas, 6 TMAs, and 3 diplexers; replace with 6 antennas, 6 TMAs, and 6 diplexers
| Haddam | Plains Road | Verizon | Crown Atlantic | self-support lattice | 179 | 180 | 500 | replace 6 of 12 existing antennas with 3 new PCS and 3 new LTE antennas
| Haddam | Plains Road | Sprint | Crown Castle | self-support lattice |  | 180 | 500 |  |  | install 1 RRH cabinet and 1 fiber junction box
| Haddam | Plains Road | AT&T | Crown Castle | self-support lattice | 167 | 180 | 500 | add 3 multi-band antennas to 6 existing GSM/UMTS antennas |  | 4G/LTE upgrade
| Haddam | Plains Road | AT&T | Crown Castle | self-support lattice |  | 180 | 500 |  |  | install 50 kW diesel generator for backup power | diesel generator
| Haddam | Plains Road | Verizon | Crown Castle | self-support lattice | 178 | 180 | 500 | add 3 AWS antennas to 12 existing antennas
| Haddam | Plains Road | Verizon | Crown Castle | self-support lattice | 178 | 180 | 500 | replace 9 antennas with 3 700, 3 1900, and 3 2100 antennas
| Haddam | Plains Road | AT&T | Crown Castle | self-support lattice | 167 | 180 | 500 | replace 3 antennas w/ 3 1900/2300 MHz antennas; add 3 RRHs
| Haddam | Plains Road | Sprint | Crown Castle | self-support lattice | 150 | 180 | 500 | replace 6 antennas w 3x850/1900MHz & 3x2500MHz antennas;add 9 RRU's
Docket No. 28 | Haddam | Foot Hills Road | Storer CT | Storer Comm. | self-support lattice | 47 | 50 | 450 | 1-6' dish
| Hamden | Circular Avenue | AT&T | Martin McCarthy | rooftop flagpole | 40 | 42.5 |  | replace 3 ant w/ 3 700/850/1900 MHz ant; add 3 RRHs | on roof | originally approved by town. 1st action by the Council
Petition No. 1300 | Hamden | Circular Avenue | AT&T | Martin McCarthy | rooftop flagpole | 39 | 42.5 |  | install 3 700/850/1900 MHz antennas w/ in new flagpole tower; install 6 RRHs |  | remove existing flagpole and install replacement farther back on building rooftop; equip. remains
| Hamden | Talmadge Road | Sprint | LIN Television Corp. | guyed-lattice | 200.6 | 907 |  | replace 3 existing CDMA antennas with 3 dual-band antennas |  | 4G/LTE upgrade
| Hamden | Talmadge Road | T-Mobile | LIN Television Corp. | guyed-lattice | 315 | 907 |  | install 3 LTE antennas + 3 RRHs
| Hamden | Talmadge Road | T-Mobile | LIN Television Corp. | guyed-lattice | 315 | 907 |  | remove 3 antennas, install 6 LTE antennas
| Hamden | Talmadge Road | Sprint | LIN Television Corp. | guyed-lattice |  | 907 |  | install 3x 2500 MHz antennas; add 6 rru's
| Hamden | Talmadge Road | T-Mobile | LIN Television Corp. | guyed-lattice | 315 | 907 |  | replace 6 antennas w 3 x 2100 MHz & 3 x 600/700/1900 MHz antennas; add 9 rru's
Docket No. 56 | Hamden | Wintergreen Avenue | BAM | Henry Zachs | self-support lattice | 180 | 250 | 450 | 2-11' whips, 3-8' reflect. ant | 15x21 | Zach's Tower/existing/West Rock Ridge State Park
| Hamden | Wintergreen Avenue | Marcus Communications | Henry Zachs(West Rock LLC)/MCMgmt | self-support lattice | 250, 180 | 250 | 450 | add 4' diameter dish @ 250', 2' diameter dish @ 180' | 15x21 | add equipment to existing shelter
| Hamden | Wintergreen Avenue | Nextel | Henry Zachs(West Rock LLC)/MCMgmt | self-support lattice | 158 | 250 | 444 | 9-panels | 7x11
| Hamden | Wintergreen Avenue | AT&T Wireless | Henry Zachs(West Rock LLC)/MCMgmt | self-support lattice | 108 | 250 | 444 | 12 Panel Antennae | cabinets | cabinets on 18'x14' steel plate with an expansion of fenced area
| Hamden | Wintergreen Avenue | AT&T Wireless | Henry Zachs(West Rock LLC)/MCMgmt | self-support lattice |  | 250 | 444 | add GPS antenna for E911
| Hamden | Wintergreen Avenue | AT&T | Henry Zachs(West Rock LLC)/MCMgmt | self-support lattice | 108 | 250 | 444 | remove existing antennas - no longer in use
| Hamden | Wintergreen Avenue | Verizon | Henry Zachs(West Rock LLC)/MCMgmt | self-support lattice | 170 | 250 | 444 | replace 12 existing antennas with 6 cellular, 3 PCS, and 3 LTE antennas
| Hamden | Wintergreen Avenue | Verizon | Henry Zachs(West Rock LLC)/MCMgmt | self-support lattice |  | 250 | 444 |  |  | replace 500 gallon propane tank with 1000 gallon tank | propane generator
| Hamden | Wintergreen Avenue | Verizon | Message Center Management | self-support lattice | 170 | 250 | 444 | replace 8 of 12 existing antennas with 3 new cellular, two new PCS, and 3 new AWS antennas
| Hamden | Wintergreen Avenue |  | MCM Acquisitions 2017, LLC | self-support lattice |  | 250 | 444 |  |  | notice of ownership change
Docket No. 194 | Hamden | Hamden Park Drive | Comcast | Comcast | other | n/a | 25 | 50 | 8-satellite earth station antnennas | 45x60 | CATV
| Hamden | Wintergreen Avenue | Verizon | Henry Zachs(West Rock LLC)/MCMgmt | self-support lattice | 165 | 195 | 444 | replace 6 cellular antennas with 6 PCS antennas
| Hamden | Wintergreen Avenue | Sprint-Nextel | Henry Zachs(West Rock LLC)/MCMgmt | self-support lattice | 150 | 195 | 444 | install 12 panel antennas | 11x20
| Hamden | Wintergreen Avenue | Pocket (now MetroPCS) | Henry Zachs(West Rock LLC)/MCMgmt | self-support lattice | 160 | 195 | 444 | flush mount 3 antennas
| Hamden | Wintergreen Avenue | Clearwire | Henry Zachs(West Rock LLC)/MCMgmt | self-support lattice | 140 | 195 | 444 | install 3 WiMAX antennas, 3 microwave dishes, and 3 radio heads
| Hamden | Wintergreen Avenue | MetroPCS | Henry Zachs(West Rock LLC)/MCMgmt | self-support lattice |  | 194 | 443 |  |  | replace existing radio cabinet with new radio cabinet for LTE upgrade
| Hamden | Wintergreen Avenue |  | MCM Acquisitions 2017, LLC | self-support lattice |  | 195 | 444 |  |  | notice of ownership change
| Hamden | Wintergreen Avenue | Sprint | MCM Acquisitions 2017, LLC | self-support lattice | 140 | 195 | 444 | install 3 850/1900/2500 MHz antennas & 12 RRHs
| Hamden | Wintergreen Avenue | Sprint | MCM Acquisitions 2017, LLC | self-support lattice |  |  |  |  | install new conduit and fiber
| Hamden | Dixwell Avenue | T-Mobile | FNS Associates | monopole | 97 | 100 |  | replace 6 existing antennas with 6 GSM dual pole antennas |  | tower designed as a flagpole with antennas mounted internally
Docket No. 324 | Hamden | Willow Street | Sprint | Sprint | monopole | 157 | 160 | 126 | install 12 panel antennas | pad
| Hamden | Willow Street | Verizon | Sprint | monopole | 147 | 160 | 126 | install 6 cellular and 6 PCS antennas | 12x30
| Hamden | Willow Street | Pocket (now MetroPCS) | Sprint | monopole | 137 | 160 | 126 | flush mount 3 antennas
| Hamden | Willow Street | Verizon | Sprint | monopole | 147 | 160 | 126 | replace 6 existing PCS antennas with 3 new PCS and 3 LTE antennas
| Hamden | Willow Street | Sprint | Sprint | monopole | 157.5 | 160 | 126 | replace 3 CDMA antennas with 3 dual band antennas for LTE
| Hamden | Willow Street | Verizon | Sprint | monopole | 147 | 160 | 126 | replace 3 of 12 antennas with 3 new LTE antennas
| Hamden | Willow Street | Sprint | Sprint | monopole | 157 | 160 | 126 | replace 3 of 6 existing antennas with 3 new LTE antennas
| Hamden | Willow Street | T-Mobile | Sprint | monopole | 137.5 | 160 | 126 | install 6 1900/2100 MHz & 3 700 MHz ant. On t-arms; also install 3 RRHs | cabinets on 10' x20' pad | tower share
| Hamden | Willow Street | Sprint | Sprint | monopole | 158 | 160 | 126 | install 2 2500 MHz antennas & 3 RRHs
| Hamden | Willow Street | Verizon | Sprint | monopole | 147 | 160 | 126 | replace 6 antennas w/ 3 700/2100 MHz and 3 850 MHz antennas; add 9 RRHs
| Hamden | Willow Street | T-Mobile | Sprint | monopole | 137 | 160 | 126 | replace 3 antennas w 3 x 600/700 MHz antennas ; replace 3 rru's
Docket No. 471 | Hamden | Kirk Road | Verizon | Verizon | monopole | 120 | 120 |  | install 6 panel antennas and 6 RRHs | cabinets | Verizon using cluster mount antennas; D&M Plan Approved on january 17, 2019; | battery w/ diesel gen to recharge
| Hamden | Benham Street | Verizon | Hamden Police & Fire Depts. | rooftop guyed-lattice | 63.5 | 91.5 |  | 12-panel Antennas | 15'x29'
| Hamden | Benham Street | SCLP | The Apostles of the Sacred Heart | rooftop guyed-lattice | 54 | 91.5 |  | 3-cluster-mounted EMS antennas | 12'x20'
| Hamden | Benham Street | Cingular | The Apostles of the Sacred Heart | rooftop guyed-lattice | 54 | 91.5 |  | replace existing with 3 EMS MB96RR900200DPBL, 6 tower mount amplifiers, 6 duplexers
| Hamden | Benham Street | Verizon | The Apostles of the Sacred Heart | rooftop guyed-lattice | 63.5 | 91.5 |  | replace 6 cellular antennas with 6 PCS antennas
| Hamden | Benham Street | Verizon | The Apostles of the Sacred Heart | rooftop guyed-lattice | 63.5 | 91.5 |  | replace 6 cellular antennas with 6 new cellular antennas and 3 700 MHz antennas
| Hamden | Benham Street | Cingular | The Apostles of the Sacred Heart | rooftop guyed-lattice | 54 | 91.5 |  | remove 3 existing antennas; install 6 new antennas and 6 TMAs
| Hamden | Benham Street | AT&T | The Apostles of the Sacred Heart | rooftop guyed-lattice | 54 | 91.5 |  | replace 3 existing antennas with 3 LTE and 3 GSM/UMTS antennas
| Hamden | Benham Street | Verizon | The Apostles of the Sacred Heart | rooftop guyed-lattice | 90.5 | 91.5 |  | replace 6 of 15 existing antennas with 6 PCS/AWS antennas
| Hamden | Benham Street | Verizon | The Apostles of the Sacred Heart | rooftop guyed-lattice | 90.5 | 91.5 |  | replace 3 of 15 existing antennas with 5 new LTE antennas
| Hamden | Benham Street | Verizon | The Apostles of the Sacred Heart | rooftop guyed-lattice | 63.5 | 91.5 |  | replace 9 of 15 antennas with 3 700, 3 1900, and 3 2100 antennas
| Hamden | Benham Street | AT&T | The Apostles of the Sacred Heart | rooftop guyed-lattice | 54 | 92 |  | replace 3 ant w/ 3 700/1900 MHz ant; replace 3 RRHs
| Hamden | Benham Street | AT&T | The Apostles of the Sacred Heart | rooftop guyed-lattice | 54 | 92 |  | install 3 x 700/2100 MHz antennas; add 9 x rru's
| Hamden | Mount Carmel Avenue | SNET/SCLP | Quinn Coll. | rooftop | 20 & 60 | 60 |  | 2-11' whips |  | Tower Sharing
Petition No. 629 | Hamden | Mount Carmel Avenue | SBMS/Cingular | Quinn Coll. | monopole | 20 & 60 | 82 |  | replace 2 whips with 3 EMS MB96RR900200DPBL panel antennas |  | replace existing guyed lattice tower with stronger flagpole tower, antennas inside flagpole, top of tower @ 117'
Petition No,. 741 | Hamden | Mount Carmel Avenue | Cingular | Quinn Coll. | monopole | 67,30 | 22,9 |  |  |  | replace 82' flagpole with 20' flagpole on Ledges student dorm and 9' cupola on Facilities Bldg
| Hamden | Mount Carmel Avenue | AT&T | Quinn Coll. | monopole | 56 | 22,9 |  | replace 3 existing antennas with 3 dual band LTE antennas
| Hamden | Mount Carmel Avenue | AT&T | Quinn Coll. | monopole | 56 | 60 |  | replace 3 antennas with 3 700 MHz antennas |  | 25-foot stealth monopole on 35-foot building
| Hamden | State Street | SCLP | Sprint | self-support lattice | 100 | 120 |  | 12-panels, Allgon 7120.16 | 12x16
| Hamden | State Street | SCLP | Omni | self-support lattice | 100 | 120 |  | 1-DAPA 48212 antenna, 1-GHF4 Repeater at 50' AGL
| Hamden | State Street | AT&T Wireless | SprintSites | self-support lattice | 90 | 120 |  | 6 Allgon 7250.02 panel antennas | conc. Pad
| Hamden | State Street | SNET/Cingular | SprintSites | self-support lattice | 110 | 120 |  | replace existing with 9 DUO4-8670 antennas, 6 tower mount amplifiers, 1 LMU @ 60'
| Hamden | State Street | Cingular | SprintSites | self-support lattice | 110 | 120 |  | replace existing antennas with 6 new antennas |  | replace tower top amplifiers with 12 new ones
| Hamden | State Street | AT&T Wireless | SprintSites | self-support lattice | 90 | 120 |  | remove existing antennas - no longer in use
| Hamden | State Street | Sprint Nextel | SprintSites | self-support lattice | 120 | 120 |  | remove 3 phone antennas, replace with 3 WiMAX antennas |  | install 1 WiMAX cabinet; install 1 microwave dish on tower @ 120'
| Hamden | State Street | Pocket (now MetroPCS) | SprintSites | self-support lattice | 100 | 120 |  | flush mount 3 antennas
| Hamden | State Street | Clearwire | SprintSites | self-support lattice | 120 | 120 |  | install 3 panel antennas and 3 microwave dishes
| Hamden | State Street | AT&T | Crown Castle | self-support lattice | 112 | 120 |  | add 3 LTE antennas to 6 existing antennas
| Hamden | State Street | Sprint | Global Signal Acquisitions | self-support lattice | 120 | 120 |  | replace 6 CDMA antennas with 3 dual-band antennas for LTE
| Hamden | State Street | MetroPCS | Global Signal Acquisitions | self-support lattice |  | 120 |  |  |  | replace radio cabinet for LTE upgrade
| Hamden | State Street | Sprint | Global Signal Acquisitions | self-support lattice | 120 | 120 |  | install 3 new LTE antennas
| Hamden | State Street | AT&T | Crown Castle | self-support lattice | 112 | 120 |  | install 3 RRHs previousl approved but never installed
| Hamden | State Street | AT&T | Crown Castle | self-support lattice | 112 | 120 |  | replace 3 ant w/ 3 700/1900 MHz; 3 RRHs
| Hamden | State Street | AT&T | Crown Castle | self-support lattice | 112 | 120 |  | replace 3 ant w/ new; replace 3 RRHs w/ new; add 12 diplexers/triplexers
| Hamden | State Street | T-Mobile | Nextel | monopole | 132.5 | 140 |  | add 9 EMS RR65-18-02DP panel antennas | pad | 3 Nortel S8000 cabinets; Nextel on @ 144.5'
| Hamden | State Street | T-Mobile | Nextel | monopole | 128 | 140 |  | replace 3 existing antennas with 3 new ones |  | UMTS upgrade
| Hamden | State Street | T-Mobile | Nextel | monopole | 128 | 140 |  | replace 6 antennas with 6 dual-band antennas |  | 4G/LTE upgrade
| Hamden | State Street | T-Mobile | SBA | monopole | 128 | 136 |  | install 3 700 MHz antennas
| Hamden | State Street | T-Mobile | SBA | monopole | 128 | 136 |  | replace 3 ant. W 3x850/1900MHz antennas; add 9 rru's
| Hamden | Gaylord Mountain Road | AT&T | Clear Channel | guyed-lattice | 180 | 625 |  | add 6 panel antennas |  | up to 4 equipment cabinets in existing building
| Hamden | Gaylord Mountain Road | Cingular | Clear Channel | guyed-lattice | 180 | 625 |  | remove 3 existing antennas; install 3 new ones |  | install 6 new tower mount amplifiers; remove 1 existing equipment cabinet & replace with 2 new ones
| Hamden | Gaylord Mountain Road | MediaFLO | Clear Channel | guyed-lattice | 520.5 | 625 |  | install one 25' pylon antenna |  | 2 Ku satellite dishes on ground and 2 GPS antennas on ice bridge
| Hamden | Gaylord Mountain Road | Cingular | Clear Channel | guyed-lattice |  | 625 |  |  |  | extend equipment pad
| Hamden | Gaylord Mountain Road | Pocket (now MetroPCS) | Clear Channel | guyed-lattice | 170 | 625 |  | flush mount 3 antennas
| Hamden | Gaylord Mountain Road | AT&T | Clear Channel | guyed-lattice | 180 | 625 |  | add 3 LTE antennas to three existing GSM/UMTS antennas
| Hamden | Gaylord Mountain Road | AT&T | Clear Channel | guyed-lattice | 180 | 625 |  | replace 3 ant w/ 3 700/1900 MHz ant; replace 3 RRHs, add 3 RRHs
| Hamden | Gaylord Mountain Road | AT&T | Clear Channel | [6 empty] | install undergroung conduit and fibre cable; replace one cabinet
| Hamden | Gaylord Mountain Road | AT&T | Clear Channel | guyed-lattice | 180 | 625 |  | install 3 x 700/850/1900/2100 MHz antennas & 3 x 2300 MHz antennas; add 3 rru's
Petition No. 744 | Hamden | Whitney Avenue | Cingular | CL&P | utility pole | 116 | 116 | 123.4 | up to 12 panel antennas | 12x20 | replace existing wood H frame with steel monopole
| Hamden | Whitney Avenue | T-Mobile | CL&P | utility pole | 106 | 116 | 123.4 | install 9 panel antennas | pad | T-Mobile moves to this structure from lattice structure approved under Petition 440
| Hamden | Whitney Avenue | AT&T | CL&P | utility pole | 116 | 116 | 123.4 | add 3 multi-band antennas to 6 GSM/UMTS antennas |  | 4G/LTE upgrade
Petition No. 1126 | Hamden | Whitney Avenue | T-Mobile | CL&P | utility pole | 106 | 116 | 123.4 | replace 3 existing antennas with 6 new antennas |  | extend base compound to encompass CL&P transmission line structure
| Hamden | Whitney Avenue | AT&T | Eversource | utility pole | 116 | 116 | 123.4 | replace 3 antennas w/ 3 700/1900 MHz antennas; add 3 RRHs
Petition No. 437 | Hamden | Mix Avenue | UI | UI | wood utility pole | 79 | 79 |  | Cell Master Unit | cabinet | replace 30' wood utility pole with 79' wood utility pole
Docket No. 486 | Hamden | Woodin Street | Tarpon Towers II, LLC | Tarpon Towers II, LLC | monopole |  | 120 | 113
Docket No. 486 | Hamden | Woodin Street | Verizon | Tarpon Towers II, LLC | monopole | 120 | 120 | 113 | install 9 panel antennas and 6 RRU's on platform mount | 70'x40' fenced compound enclosed by 8' tall chainlink fence | this facility will facilitate cellcos relocation from 1055 wintergreen lane; | propane generator | 30-kilowatt | no
Docket No. 486 | Hamden | Woodin Street | Tarpon Towers II, LLC | Tarpon Towers II, LLC | monopole |  | 120 | 113 |  | 70'x70' equipment compound | D&M plan approved: 8-ft fence; 75'x75' lease area
Docket No. 195 | Hamden | Evergreen Avenue | SCLP | BAM | silo | 85 | 108 | 199 | 12-51"x8" |  | Share Equip. Bldg
Docket No. 195 | Hamden | Evergreen Avenue | BAM | BAM | silo | 95 | 108 | 199 | 12-48"x6.5 antennas | 47x30 | Silo Structure made of ssl surrounded by RF-transparent material
Docket No. 195 | Hamden | Evergreen Avenue | Nextel | BAM | silo | 75 | 108 | 199 | 12-52"x6"x12" |  | Share Equip. Bldg
| Hamden | Evergreen Avenue | AT&T | Crown | silo | 65 | 108 | 199 | add 6 Allgon 7250.02 panel antennas |  | up to 4 equipment cabinets in existing building
| Hamden | Evergreen Avenue | SNET/Cingular | Crown | silo | 85 | 108 | 199 | replace existing antennas with 9 CSS DUO4-8670, 6 tower mount amplifiers, 3 diplexers, 1 LMU @ 25'
| Hamden | Evergreen Avenue | T-Mobile | Crown | silo | 104 | 108 | 199 | add 3 EMS DR65-18-02DPL2Q antennas |  | 3 Nortel S8000 BTS equipment cabinets
| Hamden | Evergreen Avenue | Verizon | Crown | silo | 95 | 108 | 199 | replace 6 cellular antennas with 6 PCS antennas
| Hamden | Evergreen Avenue | Cingular | Crown | silo | 85 | 108 | 199 | replace 3 existing antennas with 3 new antennas |  | install 3 diplexers
| Hamden | Evergreen Avenue | Cingular/AT&T | Crown | silo |  | 108 | 199 | remove all AT&T ground equipment
| Hamden | Evergreen Avenue | Sprint Nextel | Crown | silo | 75 | 108 | 199 | remove 6 existing iDEN antennas; replace with 3 WiMAX and 2 CDMA antennas
| Hamden | Evergreen Avenue | Pocket (now MetroPCS) | Crown | silo | 65 | 108 | 199 | flush mount 3 antennas
| Hamden | Evergreen Avenue | T-Mobile | Crown | silo | 100 | 108 | 199 | replace 3 existing antennas with 3 new antennas |  | UMTS upgrade
| Hamden | Evergreen Avenue | Verizon | Crown | silo | 95 | 108 | 199 | replace 6 existing PCS antennas with 3 new PCS and 3 700MHz antennas
| Hamden | Evergreen Avenue | Clearwire | Crown | silo | 73 | 108 | 199 | install 3 WiMAX antennas @ 73' and 3 MW dishes @ 76'
| Hamden | Evergreen Avenue | AT&T | Crown | silo | 85 | 108 | 199 | replace 9 dual-band antennas with 9 multi-band antennas
| Hamden | Evergreen Avenue | MetroPCS | Crown | silo |  | 108 | 199 |  |  | replace existing radio cabinet with new radio cabinet for LTE upgrade
| Hamden | Evergreen Avenue | Verizon | Crown | silo | 95 | 108 | 199 | replace 6 of 12 existing antennas with 3 cellular and 3 PCS antennas
| Hamden | Evergreen Avenue | Verizon | Crown | silo | 95 | 108 | 199 | replace 3 of 12 existing antennas with 3 new LTE antennas
| Hamden | Evergreen Avenue | T-Mobile | Crown Castle | silo | 104 | 108 | 199 | replace 3 antennas with 3 700/1900/2100 MHz antennas
| Hamden | Evergreen Avenue | AT&T | Crown Castle | silo | 85 | 108 | 199 | replace 3 ant w/ 3 700/1900 MHz ant; replace 3 RRHs
| Hamden | Evergreen Avenue | Verizon | Crown Castle | silo | 95 | 108 | 199 | replace 6 antennas w 3x700/2100MHz & 3x 1900MHz antennas; add 9 rru's
| Hamden | Evergreen Avenue | Verizon | Crown Castle | silo | 95 | 108 | 199 | replace 3 x RRU's
Petition No. 1359 | Hamden | Putnam Avenue | T-Mobile | Crown Castle | monopole | 95 | 100 |  | install 9 antennas |  | temporary ballast mounted monopole tower; temporary facility for about 2 yrs
Petition No. 316 | Hamden | Mix Avenue | SCLP | 975 Mix Ave | guyed-lattice | 20 | 65 |  | 2-7' whips |  | Existing 20' guyed-lattice tower on a 4 story building
Petiton No. 592 | Hamden | Mix Avenue | Cingular | 975 Mix Ave | monopole | 28 | 65 |  | replace whips with 3 panel antennas and 6 tower mount amplifiers |  | replace existing guyed-lattice tower with 20' monopole and 8' antenna support pipe
| Hamden | Mix Avenue | Cingular | 975 Mix Ave | monopole | 28 | 65 |  | replace 3 existing antennas and 3 TMAs with 6 new antennas and 3 TMAs
| Hamden | Mix Avenue | AT&T | AT&T | monopole | 25.7 | 65 |  | add 3 new LTE antennas to 6 existing GSM/UMTS antennas
| Hamden | Mix Avenue | AT&T | Mix Avenue, LLC | monopole | 61 | 65 |  | replace 3 ant. w/ 3 850/2300 MHz ant.; replace 3 RRHs, install 3 RRHs
| Hamden | Mix Avenue | AT&T | Chestnut Hill North LLC | monopole |  | 65 |  |  |  | upgrade equipment at base of monopole
| Hamden | Mix Avenue | AT&T | Chestnut Hill North LLC | monopole | 61 | 65 |  | install 3 x 700/850/2100/5G MHz antennas; add 6 x rru's
| Hamden | Mix Avenue | AT&T | Chestnut Hill North LLC | monopole | 61 | 65 |  | replace 3 antennas w 3 x 700/850/1900/2100/2300 MHz antennas; isntall 6 rrus
| Hampton | Fisk Road | Verizon | American Tower Management, Inc | guyed-lattice | 142.3 | 160 |  | 12-Decibel antennas; 1 GPS antenna | 12'x30' | 40 KW diesel fueled emergency stand-by generator | diesel generator
| Hampton | Fisk Road | AT&T Wireless | American Tower Management, Inc | guyed-lattice | 130 | 160 |  | add 6 Allgon 7250.03 antennas |  | 2 cabinets on concrete pad
| Hampton | Fisk Road | T-Mobile | American Tower Management, Inc | guyed-lattice | 115 | 160 |  | add 6 EMS RR65-19-02DP antennas | cabinets | Sprint on tower @ 150'; Nextel on @ 160'
| Hampton | Fisk Road | Cingular | American Tower Management, Inc | guyed-lattice | 130 | 160 |  | replace 6 existing antennas with 6 new ones
| Hampton | Fisk Road | Cingular | American Tower Management, Inc | guyed-lattice |  | 160 |  |  |  | change equipment cabinets
| Hampton | Fisk Road | Verizon | American Tower Management, Inc | guyed-lattice | 142 | 160 |  | replace 12 existing antennas with 6 cellular, 3 PCS, and 3 LTE antennas
| Hampton | Fisk Road | AT&T | American Tower Management, Inc | guyed-lattice | 130 | 160 |  | add 3 multi-band antennas to 6 GSM/UMTS antennas |  | 4G/LTE upgrade
| Hampton | Fisk Road | Sprint | American Tower Management, Inc | guyed-lattice | 155 | 160 |  | replace 6 antennas w 3 x 850/1900 & 3 x 2500MHz antennas; add 12 RRU's
| Hampton | Fisk Road | AT&T | American Tower Management, Inc | guyed-lattice | 130 | 160 |  | replace 6 antennas w 3x700/1900 MHz & 3x 700/850/2100/5G 850 Mhz antennas; replace 3 rrus & install 3 new rrus | add 2 new rrus on new H-frame
Docket No. 109 | Hartford | East Service Road | DOT | DOT | self-support lattice | 140 | 140 | 17 | 4-stacked dipole, 4-yagi, 1-8' randome
Petition No. 141 | Hartford | Washington Street | NECS | Hartford Police Dept | rooftop | 38 |  | 50 | 1-4' dish
| Hartford | Washington Street | DPS | DPS | rooftop | 40 | 43 | 30 | 1-2' dish |  | on building top, remove existing dish
| Hartford | Main Street | Sprint | Crown Castle | rooftop | 114 | 118 |  | replace 6 existing CDMA antennas with 3 new CDMA/LTE antennas |  | 4G/LTE upgrade
Petition No. 141 | Hartford | Capitol Avenue | NECS | DEP | rooftop | 63 |  |  | 2-6', 2-4' dishes
| Hartford | Capitol Avenue | DPS, DEP, DPW | DPS | rooftop | 80 | 90 |  | 5-dishes, 2-whips |  | on NW & SE corners of bldg; remove 4 exisitng dishes
| Hartford | Park Street | Cingular | 2074-2100 Park St, LLC | smokestack | 83 | 85 |  | replace existing array with 6 antennas, 6 TMAs, 6 diplexers |  | UMTS upgrade
| Hartford | Park Street | AT&T | 2074-2100 Park St, LLC | smokestack | 83 | 85 |  | add 3 LTE antennas to 6 existing antennas
| Hartford | Park Street | AT&T | 2074-2100 Park St, LLC | smokestack | 83 | 85 |  | replace 3 antennas and 3 RRHs
| Hartford | Park Street | AT&T | 2074-2100 Park St, LLC | smokestack | 83 | 85 |  | replace 3 antennas w/ 3 2100/2300 MHz antennas; add 6 RRHs
| Hartford | New Park Avenue | Nextel | Sprint | monopole | 88 | 100 |  | install 12 panel antennas | 12x20 | Sprint on tower @ 98'
Petition No. 889 | Hartford | New Park Avenue | Verizon | Sprint | monopole | 108 | 108 |  | install 12 panel antennas | 12x30 | add 10' extension to tower
| Hartford | New Park Avenue | Clearwire | Sprint | monopole | 100 | 108 |  | install 3 WiMAX antennas and 3 microwave dishes
Petition No. 1001 | Hartford | New Park Avenue | MetroPCS | Sprint | monopole | 80 | 108 |  | install 6 antennas
| Hartford | New Park Avenue | Verizon | Crown Castle | monopole | 105 | 108 |  | replace 6 of 12 existing antennas with 3 PCS and 3 LTE antennas |  | 4G/LTE upgrade
| Hartford | New Park Avenue | MetroPCS | Crown Castle | monopole |  | 108 |  |  |  | replace radio cabinet for LTE upgrade
| Hartford | New Park Avenue | Sprint | Crown Castle | monopole | 99 | 108 |  | replace 6 existing CDMA antennas with 3 dual-band antennas |  | 4G/LTE upgrade
| Hartford | New Park Avenue | Verizon | Crown Castle | monopole | 105 | 108 |  | replace 6 of 12 existing antennas with 3 cellular and 3 AWS antennas
| Hartford | New Park Avenue | Sprint | Crown Castle | monopole | 99 | 108 |  | install 3 new LTE antennas
| Hartford | New Park Avenue | Verizon | Crown Castle | monopole | 105 | 108 |  | replace 6 ant w/ 3 700/2100 MHz & 3 1900 MHz ant; replace 3 RRHs
| Hartford | New Park Avenue | Sprint | Crown Castle | monopole | 98 | 108 |  | replace 3 antennas with 3 x 2500 MHz antennas ; remove 3 rru's
| Hartford | New Park Avenue | Verizon | Crown Castle | monopole | 105 | 108 |  | remove 9 rru's and install 6 new rru's
| Hartford | Brainard Road | Verizon | AT&T | monopole | 88 | 98 |  | install 4 LPA-80063/4CF, 2 LPA-80080/4CF, 4 LPA-185063/8CF, 2 LPA-185080/8CF antennas | 12x30 | AT&T on tower @ 98'
| Hartford | Brainard Road | Clearwire | AT&T | monopole | 78 | 98 |  | install 3 WiMAX antennas and 3 microwave dishes
| Hartford | Brainard Road | AT&T | AT&T | monopole | 102 | 98 |  | add 3 LTE antennas to 6 existing antennas
| Hartford | Brainard Road | Verizon | AT&T | monopole | 88 | 98 |  | replace 12 existing antennas with 6 cellular, 3 PCS, and 3 LTE antennas
| Hartford | Brainard Road | Verizon | AT&T | monopole | 88 | 98 |  | replace 4 of 12 existing antennas with 1 new cellular and 3 new AWS antennas
| Hartford | Brainard Road | AT&T | Crown Castle | monopole | top | 98 |  | replace 3 antennas with 3 700 MHz antennas
| Hartford | Brainard Road | AT&T | Crown Castle | monopole | top | 98 |  | replace 3 antennas w 3 x 2300MHz & install 3 x 700/2100 MHz antennas; add 12 rru's
Docket No. 40 | Hartford | H Mountain Street | SNET Cellular | SNET Cellular | monopole | 100 | 100 | 286 | (4-6) whips | 21'x25'
| Hartford | H Mountain Street | SNET/SCLP | SNET/SCLP | monopole | 110 | 100 | 286 | 1-message alert antenna
| Hartford | H Mountain Street | SNET/SCLP | SNET/SCLP | monopole | [5 empty] | Transfer of certificate from SNET to Springwich Cellular Limited Partnership
| Hartford | H Mountain Street | SNET/SCLP | SNET/SCLP | monopole | 103.94 | 100 | 286 | Directional panel antennas , Approx. 4' |  | Increase channels change antenna type
| Hartford | H Mountain Street | SCLP/Town of W. H. | SNET/SCLP | monopole | 0.8 | 100 | 286 | 2-DB809XT antennas | 8x12 | Town of West Hartford antennas
| Hartford | H Mountain Street | SNET/Cingular | SCLP | monopole | 103 | 100 | 286 | replace existing with 9 DUO4-8670 antennas, 6 tower mount amplifiers, 1 LMU
| Hartford | H Mountain Street | T-Mobile | SCLP | monopole | 87 | 100 | 286 | install 6 EMS DR65-18-02DPL2Q panel antennas | pad
| Hartford | H Mountain Street | Cingular | SCLP | monopole | 103 | 100 | 286 | replace existing antennas with 6 new panel antennas |  | add 6 new tower mount amplifiers
| Hartford | H Mountain Street | T-Mobile | SCLP | monopole | 87 | 100 | 286 | replace 6 existing antennas with 6 new ones |  | UMTS upgrade
| Hartford | H Mountain Street | Verizon | SCLP | monopole | 77 | 100 | 286 | install 6 cellular and 6 PCS antennas
| Hartford | H Mountain Street | Pocket (now MetroPCS) | SCLP | monopole | 70 | 100 | 286 | flush mount 3 antennas
Petition No. 920 | Hartford | H Mountain Street | Clearwire | SCLP | monopole | 110 | 110 | 286 | install 3 panel antennas, 3 TMAs, 2 microwave dishes |  | petition to add 10-foot extension to existing 100-foot tower
| Hartford | H Mountain Street | AT&T | American Tower Corporation | monopole | 102 | 110 | 286 | add 3 LTE antennas to 6 existing GSM/UMTS antennas
| Hartford | H Mountain Street | MetroPCS | American Tower Corporation | monopole | n/a | 110 | 286 | n/a |  | replace radio cabinet for LTE upgrade
| Hartford | H Mountain Street | Verizon | American Tower Corporation | monopole | n/a | 110 | 286 | n/a | 12x30 | install 12x30 equipment shelter
| Hartford | H Mountain Street | Verizon | American Tower Corporation | monopole | n/a | 110 | 286 | n/a |  | install propane generator for backup power with 1000 gallon tank | propane generator
| Hartford | H Mountain Street | Verizon | American Tower Corporation | monopole | 80 | 110 | 286 | replace 6 RRHs
| Hartford | H Mountain Street | T-Mobile | American Tower Corporation | monopole | 91 | 110 | 286 | replace 3 antennas with 3 700 MHz antennas
| Hartford | H Mountain Street | AT&T | American Tower Corporation | monopole | 100 | 110 | 286 | replace 3 antennas with 3 850/2300 MHz antennas
| Hartford | H Mountain Street | AT&T | American Tower Corporation | monopole | 100 | 110 | 286 | replace 3 antennas w/ 3 700/1900 MHz antennas; add 3 RRHs
| Hartford | H Mountain Street | T-Mobile | American Tower Corporation | monopole | 91 | 110 | 286 | replace 3 ant w/ 3 1900/2100 MHz, 3 700 MHz
| Hartford | H Mountain Street | Verizon | American Tower Corporation | monopole | 80 | 110 | 286 | remove 12 antennas & install 6 - incl. 3 700/850 MHz and 3 1900 MHz; install 12 RRHs, remove 6 RRHs
| Hartford | H Mountain Street | AT&T | American Tower Corporation | monopole | 102 | 110 | 286 | install 3 x 700/850/1900 MHz antennas; add 9 rru's
| Hartford | H Mountain Street | ATC | American Tower Corporation | monopole |  | 110 | 286 |  |  | install four 1.25-inch by 6-inch reinforcement plates from the bottom to the 20-foot level and four 1.25-inch by 5-inch reinforcement plates from the 75-foot level to the 87-foot level
| Hartford | H Mountain Street | Sprint | American Tower Corporation | monopole | 110 | 110 | 286 | remove 1x MW dish; replace 3 antennas w 3x800/1900 MHz & install 3x2500 MHz antennas; add 6 RRUs | upgrade g.l equipment | replace Tarm antenna mount with platform antenna mount
| Hartford | West Service Road | Verizon | American Tower Corporation | monopole | 115 | 150 |  | 12 panel | 12x20
| Hartford | West Service Road | Verizon | American Tower Corporation | monopole | 115 | 150 |  | replace 6 cellular antennas with 6 PCS antennas
| Hartford | West Service Road | T-Mobile | American Tower Corporation | monopole | 125 | 150 |  | install 6 panel antennas | pad
| Hartford | West Service Road | Cingular/AT&T | American Tower Corporation | monopole |  | 150 |  | remove all AT&T equipment
| Hartford | West Service Road | CL&P | American Tower Corporation | monopole | 102 | 150 |  | install Sensus Advanced Meter Infrastructure antenna
| Hartford | West Service Road | T-Mobile | American Tower Corporation | monopole | 125 | 150 |  | add 3 UMTS antennas; remove 6 existing TMAs and replace with 3 new TMAs |  | UMTS upgrade
| Hartford | West Service Road | Clearwire | American Tower Corporation | monopole | 90 | 150 |  | install 3 WiMAX antennas and 2 microwave dishes
| Hartford | West Service Road | Verizon | American Tower Corporation | monopole | 115 | 150 |  | replace 12 existing antennas with 6 cellular, 3 PCS, and 3 LTE antennas
| Hartford | West Service Road | Verizon | American Tower Corporation | monopole | 115 | 150 |  | replace 6 of 12 existing antennas with 3 new cellular and 3 new AWS antennas
| Hartford | West Service Road | T-Mobile | American Tower Corporation | monopole | 125 | 150 |  | replace 6 GSM antennas with 3 dual-band and 3 LTE antennas
| Hartford | West Service Road | T-Mobile | American Tower Corporation | monopole | 125 | 150 |  | install 3 700 MHz antennas
| Hartford | West Service Road | Verizon | American Tower Corporation | monopole | 115 | 150 |  | replace 6 antennas with 3 700 and 3 1900/2100 MHz antennas
| Hartford | West Service Road | T-Mobile | American Tower Corporation | monopole | 125 | 150 |  | replace 3 ant w/ 3 1900 MHz antennas
| Hartford | West Service Road | Sprint | American Tower Corporation | monopole | 90 | 150 |  | replace 3 antennas w 3 x 850/1900MHz & install 3x2500MHz antennas; add 9RRUHs
| Hartford | West Service Road | Verizon | American Tower Corporation | monopole | 115 | 150 |  | replace 6 rru's & 1 OVP box |  | install hand rail kit
Petition No. 1242 | Hartford | Market Street | Verizon | Community Renewal Team Inc. | rooftop | 38.1 | 39.8 | 25.26 | install 1 omnidirectional 2100 MHz antenn and 1 RRH | cabinet | faux chimney on existing office building
Petition No. 141 | Hartford | Broad Street | NECS | Office of Civil Preparedness | rooftop | 68 | 60 | 100 | 1-4' dish
| Hartford | Broad Street | DPS | DPS | rooftop | 114 | 116 | 50 | 1-2' dish |  | mount on chimney and remove existing 4' dish
| Hartford | Broad Street | DEP,DMV,DOT, DPS, DPH, Military, State & County fire | OEM | guyed-lattice | 80-135 | 135 | 50 | various antennas |  | replace existing 65' tower on 70' high building, and remove three tower structures on the bldg.
Petition No. 1026 | Hartford | Sheldon | CL&P | NU | guyed-lattice | var. | 51 |  | install 5 antennas |  | replace tower on building at 410 Sheldon Street; top of tower 98' above ground level
Docket No. 126 | Hartford | - Homestead Avenue | BAM | BAM | monopole | 138 | 140 | 62 | 2-15' whips, 6-11.5' whips | 20x30x10
| Hartford | - Homestead Avenue | BAM | BAM | monopole | 140 | 140 | 62 | GPS at top of tower |  | Install emergency generator | generator
| Hartford | - Homestead Avenue | BAM/Omni | BAM | monopole | 125 | 140 | 62 | 6-5' panels, GPS at 50' |  | 6-Celwave APN 199015
| Hartford | - Homestead Avenue | BAM | [7 empty] | Transfer of Certificate from BAM to Crown Atlantic CO.LLC
| Hartford | - Homestead Avenue | Crown/ATT Wireless | Crown | monopole | 117 | 140 | 62 | 9-panels | cabinets
| Hartford | - Homestead Avenue | Sprint | Crown | monopole | 104 | 140 | 62 | 9-panels | cabinets | 1-GPS at 50
| Hartford | - Homestead Avenue | VoiceStream | Crown Media | monopole | 124 | 140 |  | add 6-EMS dual-pol for a total of 12 antennas | 2 cabinets
| Hartford | - Homestead Avenue | ATT Wireless | Crown Atlantic | monopole | 117 | 140 |  | 3 panel | cabinet | replace 3 existing panel antennas, install new cabinet
| Hartford | - Homestead Avenue | T-Mobile | Crown Media | monopole | 124 | 140 |  | E911 upgrade
| Hartford | - Homestead Avenue | AT&T Wireless | Crown Media | monopole |  | 140 |  | add GPS antenna for E911
| Hartford | - Homestead Avenue | Verizon | Crown Media | monopole | 140 | 140 |  | replace 6 cellular antennas with 6 PCS antennas
| Hartford | - Homestead Avenue | AT&T Wireless | Crown Media | monopole |  | 140 |  | add GPS antenna | pad | add equipment cabinet
| Hartford | - Homestead Avenue | Cingular | Crown Media | monopole | 117 | 140 |  | replace existing antennas with 6 new antennas |  | replace tower top amplifiers with 12 new ones
| Hartford | - Homestead Avenue | Pocket (now MetroPCS) | Crown Media | monopole | 94 | 140 |  | install 3 flush-mounted antennas
| Hartford | - Homestead Avenue | CL&P | Crown Media | monopole | 79 | 140 |  | install Sensus Advanced Meter infrastructure antenna
| Hartford | - Homestead Avenue | T-Mobile | Crown Media | monopole | 124 | 140 |  | remove 1 of 9 existing antennas; replace other 8 antennas
| Hartford | - Homestead Avenue | Verizon | Crown Media | monopole | 137 | 140 |  | replace 12 existing antennas with 6 cellular, 3 PCS, and 3 LTE antennas
| Hartford | - Homestead Avenue | Clearwire | Crown Media | monopole | 104 | 140 |  | install 3 WiMAX antennas and 2 microwave dishes
| Hartford | - Homestead Avenue | AT&T | Crown Castle | monopole | 117 | 140 |  | add 3 LTE antennas and 6 RRHs to 6 existing antennas
| Hartford | - Homestead Avenue | Verizon | Crown Castle | monopole | 137 | 140 |  | replace 9 of 12 existing antennas with 6 new cellular and 3 new PCS antennas
| Hartford | - Homestead Avenue | T-Mobile | Crown Castle | monopole | 128 | 140 |  | replace 3 existing GSM and 3 existing UMTS antennas with 3 GSM/UMTS quad pole antennas and 3 LTE quad pole antennas
| Hartford | - Homestead Avenue | MetroPCS | Crown Castle | monopole |  | 140 |  |  |  | replace radio cabinet for LTE upgrade
| Hartford | - Homestead Avenue | Sprint | Crown Castle | monopole | 104 | 140 |  | replace 6 CDMA antennas with 3 dual-band antennas |  | 4G/LTE upgrade
| Hartford | - Homestead Avenue | Verizon | Crown Castle | monopole | 142 | 140 |  | replace 6 of 12 existing antennas with 3 cellular and 3 AWS antennas
| Hartford | - Homestead Avenue | Sprint | Crown Castle | monopole | 104 | 140 |  | install 3 new LTE antennas
| Hartford | - Homestead Avenue | Verizon | Crown Castle | monopole | 142 | 140 |  | replace 3 of 12 existing antennas with 3 new 700 MHz LTE antennas
| Hartford | - Homestead Avenue | AT&T | Crown Castle | monopole | 117 | 140 |  | install 3 RRHs previously approved but never installed
| Hartford | - Homestead Avenue | T-Mobile | Crown Castle | monopole | 128 | 140 |  | install 3 700 MHz antennas
| Hartford | - Homestead Avenue | AT&T | Crown Castle | monopole | 117 | 140 |  | replace 3 antennas with 3 1900/2300 MHz antennas
| Hartford | - Homestead Avenue | T-Mobile | Crown Castle | monopole | 128 | 140 |  | replace 3 ant w/ 3 1900 MHz antennas
| Hartford | - Homestead Avenue | AT&T | Crown Castle | monopole | 115 | 140 |  | replace 3 existing RRH with 3 new RRH |  | AT&T would also install 6 triplexers
| Hartford | - Homestead Avenue | T-Mobile | Crown Castle | monopole | 128 | 140 |  | replace 6 antennas w 3x 2100 MHz & 3 x 600/700/2100 MHz antennas
| Hartford | - Homestead Avenue | Sprint | Crown Castle | monopole | 105 | 140 |  | replace 3 antennas with 3 x 2500 MHz antennas ; remove 3 rru's
| Hartford | - Homestead Avenue | AT&T | Crown Castle | monopole | 117 | 140 |  | replace 3 antennas w 3 x 700/850/2100 MHz antennas; replace 6 rrus
| Hartford | Trumbull Street | SNET/SCLP | SNET/SCLP | rooftop | 210 |  | 33 | 6-antennas
| Hartford | Trumbull Street | SNET/SCLP | SNET/SCLP | rooftop | 212.72 |  | 33 | Directional panel antennas , Approx. 4' |  | Increase channels change antenna type
Petiton No. 325 | Hartford | Asylum Avenue | BAM | Capitol View Apts | rooftop | 102 | 95 |  | 9-35"x12"x5" panels | 15.5x27 | New equipment Bldg on Roof
| Hartford | Asylum Avenue | Verizon | Capitol View Apts | rooftop | 99 | 95 |  | add 3 LTE antennas to 12 existing antennas
| Hartford | Asylum Avenue | Verizon | Capitol View Apts | rooftop | 116 | 95 |  | replace 10 of 15 existing antennas and add 4th sector of 5 new antennas
| Hartford | Asylum Avenue | Verizon | Capitol View Apts | rooftop | 99 | 95 |  | replace 6 of 20 antennas with 3 PCS and 3 AWS antennas
| Hartford | Asylum Avenue | Verizon | MATP LLC | rooftop | var. | 95 |  | replace 6 antennas with 3 1900 and 3 2100 MHz antennas, 2 @ 99.1' and 2 @ 108'
| Hartford | Weston Street | T-Mobile | Sprint Sites | monopole | 80 | 110 |  | add 1 antenna to 6 existing antennas | pad | Sprint on tower @ 107', AT&T on @ 97'
| Hartford | Weston Street | Cingular | Sprint Sites | monopole |  | 110 |  |  |  | Cingular to expand pad for installation of additional cabinets
| Hartford | Weston Street | Cingular | Sprint Sites | monopole | 92 | 110 |  | replace existing antennas with 6 new ones |  | replace existing TMAs with 12 new ones; add on equipment cabinet inside shelter
| Hartford | Weston Street | T-Mobile | Sprint Sites | monopole | 81 | 110 |  | replace existing array with 6 new antennas and 6 TMAs
| Hartford | Weston Street | Sprint | Sprint Sites | monopole |  | 110 |  |  |  | install 4 kW fuel cell for back up power | fuel cell
| Hartford | Weston Street | AT&T | Crown Castle | monopole | 90 | 110 |  | add 3 LTE antennas to 6 existing antennas
| Hartford | Weston Street | T-Mobile | Crown Castle | monopole | 81 | 110 |  | replace 3 GSM antennas with 3 LTE and 3 UMTS antennas
| Hartford | Weston Street | Sprint | Crown Castle | monopole | 108 | 110 |  | replace 5 existing CDMA antennas with 3 dual-band antennas |  | 4G/LTE upgrade
| Hartford | Weston Street | Sprint | Crown Castle | monopole | 108 | 110 |  | replace mount, relocate 3 antennas and install 3 LTE antennas w/ RRUs
| Hartford | Weston Street | AT&T | Crown Castle | monopole | 90 | 110 |  | replace 3 ant w/ 3 2300 MHz antennas; add 3 RRHs
| Hartford | Weston Street | AT&T | Crown Castle | monopole | 90 | 110 |  | replace 3 RRHs behind antennas
| Hartford | Weston Street | T-Mobile | Crown Castle | monopole | 76 | 110 |  | replace 3 antennas, add 3 antennas
| Hartford | Weston Street | Sprint | Crown Castle | monopole | 108 | 110 |  | replace mount, relocate 3 antennas and install 3 LTE antennas w/ RRUs
| Hartford | Weston Street | AT&T | Crown Castle | monopole | 90 | 110 |  | replace 3 antennas w/ 3 2100 MHz; add 3 RRHs
| Hartford | Maple Avenue | Pocket (now MetroPCS) | 920 Maple Ave LLC | smokestack | 47 | 50 |  | install 3 antennas
| Hartford | Meadow Street | Sprint | American Tower | monopole | 98 | 150 |  | 9-panel antennas; 1 GPS antenna @ 20' |  | AT&T on tower @ 137'
| Hartford | Meadow Street | Sprint PCS | American Tower | monopole | 98 | 150 |  | 9-panel antennas; 1 GPS antenna @ 20'
| Hartford | Meadow Street | VoiceStream | American Tower | monopole | 123 | 150 |  | 6-EMS antennas (2 per sector) | cabinet
| Hartford | Meadow Street | T-Mobile | American Tower | monopole | 123 | 150 |  | E911 upgrade
| Hartford | Meadow Street | Nextel | American Tower | monopole | 150 | 150 |  | replace 9 existing with 12 new antennas
| Hartford | Meadow Street | T-Mobile | American Tower | monopole | 150 | 150 |  | add 3 additional antennas to 3 existing |  | one more equipment cabinet
| Hartford | Meadow Street | Cingular | American Tower | monopole | 137 | 150 |  | replace existing antennas (AT&T) with 6 new ones |  | replace existing TMAs with 12 new ones
| Hartford | Meadow Street | Nextel | American Tower | monopole |  | 150 |  |  |  | replace existing equipment shelter with new one, expand fenced area of compound
| Hartford | Meadow Street | Pocket (now MetroPCS) | American Tower | monopole | 113 | 150 |  | flush mount 3 antennas
| Hartford | Meadow Street | T-Mobile | American Tower | monopole | 123 | 150 |  | replace 3 of 9 antennas; replace 6 TMAs
| Hartford | Meadow Street |  | American Tower | monopole |  | 150 |  |  |  | install lighting beacon at top of tower and two side marking lights at 79'
| Hartford | Meadow Street | Clearwire | American Tower | monopole | 89 | 150 |  | install 3 antennas, 3 TMAs, 2 microwave dishes
| Hartford | Meadow Street | T-Mobile | American Tower | monopole | 123 | 150 |  | replace 6 existing GSM antennas with 6 new GSM antennas
| Hartford | Meadow Street | AT&T | American Tower | monopole | 138 | 150 |  | add 3 LTE antennas to 3 existing GSM and 3 existing UMTS antennas
| Hartford | Meadow Street | MetroPCS | American Tower | monopole |  | 150 |  |  |  | replace radio cabinet for LTE upgrade
| Hartford | Meadow Street | Sprint | American Tower | monopole | 98 | 150 |  | replace 6 CDMA antennas with 3 dual-band antennas |  | 4G/LTE upgrade
| Hartford | Meadow Street | Sprint | American Tower | monopole | 98 | 150 |  | add 3 new LTE antennas
| Hartford | Meadow Street | AT&T | American Towers, Inc. | monopole | 138 | 150 |  | Install 3 RRHs
| Hartford | Meadow Street | T-Mobile | American Tower Corporation | monopole | 123 | 150 |  | remove 6 antennas and install 3 700 MHz antennas
| Hartford | Meadow Street | AT&T | American Tower Corporation | monopole | 137 | 147.9 |  | replace 3 antennas with 3 1900/2300 MHz antennas
| Hartford | Meadow Street | T-Mobile | American Tower | monopole | 123 | 150 |  | install 3 1900 MHz antennas
Sub-petition No. 1133 | Hartford | Meadow Street | Verizon | American Tower Corporation | monopole | 79 | 150 |  | install 12 antennas and 9 RRHs | 10'x20' | EFR 1133; use existing 10'x20' shelter abandoned by Nextel
| Hartford | Meadow Street | AT&T | American Tower Corporation | monopole | 135 | 150 |  | replace 3 RRHs
| Hartford | Meadow Street | AT&T | American Tower Corporation | monopole | 135 | 150 |  | install 3 antennas; add 6 RRHs
| Hartford | Meadow Street | Sprint | American Tower | monopole | 98 | 150 |  | replace 3 antennas with 3 x 2500 MHz antennas; remove 3 rru's
| Hartford | Hartford Civic Center | SNET/SCLP | Hartford Civic Center | other |  |  |  | indoor microcell
| Hartford | Hartford Civic Center | BAM | Hartford Civic Center | other | 20 |  |  | indoor microcell, 4 antennas |  | add fiber optic cable & 2 transmit, 2 receive antennas (Huber & Sunher 1308.17)
| Hartford | LOB - Capitol Avenue | SNET/SCLP | SNET/SCLP | other |  |  |  | indoor microcell, 4 antennas |  | microcell in garage & concourse
| Hartford | LOB - Capitol Avenue | BAM | BAM | other |  |  |  | indoor microcell, 4 antennas |  | Add a fiber optic cable and 2 transmit, 2 receive antennas(Huber&Sunher 1308.17
Docket No. 58 | Hartford | One State Street | BAM | Gerald Hines, HSBI&I | other | 300 | 300 | 30 | 2-11' whips, 3-8' reflect. ant | pent | Building mount on Hartford Steam Boiler Ins. and Ins
| Hartford | One State Street | BAM | Gerald Hines, HSBI&I | other | 300 | 300 | 30 | 1-transmit antenna |  | Add 1- transmit PD 10017 antenna
| Hartland | Welsh Road | Verizon | Town of Hartland | self-support lattice | 180 | 180 |  | install 6 LPA-80080/6CR and 6 LPA-185080/12CT antennas | 12x30 | town whip antennas at top of tower
| Hartland | Welsh Road | Cingular | Town of Hartland | self-support lattice | 160 | 180 |  | install 6 antennas | 12x20
| Hartland | Welsh Road | T-Mobile | Town of Hartland | self-support lattice | 150 | 180 |  | install 9 antennas | pad
| Hartland | Welsh Road | Verizon | Town of Hartland | self-support lattice | 170 | 180 |  | replace 6 of 12 existing antennas with 3 PCS and 3 LTE antennas
| Hartland | Welsh Road | AT&T | Town of Hartland | self-support lattice | 155 | 180 |  | add 3 multi-band antennas to 6 existing GSM/UMTS antennas |  | 4G/LTE upgrade
| Hartland | Welsh Road | T-Mobile | Town of Hartland | self-support lattice | 150 | 180 |  | add 3 new LTE antennas to 3 existing quadpole antennas
| Hartland | Welsh Road | Verizon | Town of Hartland | self-support lattice | 168 | 180 |  | relocate 6 antennas; replace 6 antennas w 3x 700/850/2100 MHz & 3 x 700/850/1900 MHz antennas ; replace 3 rrus and install 3 new rru's | upgrade g.l equipment | replace T-frame antenna mount with 3 new sector frame mounts
Docket No. 312 | Hartland | Hartland Boulevard ( ' m) | Cingular | Cingular | monopole | 120 | 120 | 928 | up to 12 panel antennas, 6 antennas at initial installation | 12x20 | this is a re-certification of the site approved under Docket 249
| Hartland | Hartland Boulevard ( ' m) | Verizon | Cingular | monopole | 110 | 120 | 928 | install 6 PCS and 6 cellular antennas | 12x30
| Hartland | Hartland Boulevard ( ' m) | Verizon | AT&T | monopole | 110 | 120 | 928 | replace 10 of 12 existing antennas with 4 cellular, 3 PCS, and 3 LTE antennas
| Hartland | Hartland Boulevard ( ' m) | AT&T | AT&T | monopole | 120 | 120 | 928 | add 3 multi-band antennas to 6 existing GSM/UMTS antennas |  | 4G/LTE upgrade
| Hartland | Hartland Boulevard ( ' m) | AT&T | AT&T | monopole |  | 120 | 928 |  |  | install 50 kW diesel generator for backup power | diesel generator
Docket No. 249 | Hartland | Hartland Boulevard ( ' m) | AT&T | AT&T | monopole | 150 | 150 | 928 | up to 12 Allgon 7250.03 panel antennas | pad | Certificate expired
Docket No. 36 | Hartland | Mountain Road | Continental Cablevision | Continental Cablevision | self-support lattice | 110 | 110 | 1050 | 2-10' dish | 8'x10'
| Hartland | Mountain Road | Civil Defense Amateur Radio | Continental Cablevision | self-support lattice | 110 | 110 | 1050 | loop antennas
| Hartland | Mountain Road | Granby Police | Continental Cablevision | self-support lattice | 110 | 110 | 1050 | whip
| Hartland | Route | Verizon | Town of Hartland | self-support lattice | 180 | 180 |  | install 6 LPA-80080/6CR and 6 LPA-185080/12CF antennas | 12x30
| Hartland | Route | Verizon | Town of Hartland | self-support lattice | 170 | 180 |  | replace 6 of 12 existing antennas with 3 PCS and 3 LTE antennas
| Hartland | Route | AT&T | Town of Hartland | self-support lattice | 160 | 180 |  | add 3 multi-band antennas to 6 GSM/UMTS antennas
| Harwinton | Campville Hill Road | AT&T | Sprint | monopole | 157 | 177 |  | add 12 DAPA 3980.025 panel antennas | 12x20 | equipment building; Sprint on tower @ 177', VoiceStream @ 167'
| Harwinton | Campville Hill Road | Verizon | Sprint | monopole | 147 | 177 |  | add 12 panel antennas | 12x30
| Harwinton | Campville Hill Road | Nextel | Sprint | monopole | 137 | 180 |  | add 12 panel antennas | 11.5x20
| Harwinton | Campville Hill Road | New Cingular | Sprint | monopole | 122 | 180 |  | install 6 panel antennas | 11.5x20
| Harwinton | Campville Hill Road | Verizon | Sprint | monopole | 156 | 180 |  | remove 12 Verizon antennas @ 147'; remove 9 Alltel antennas @ 157'; install 6 Verizon PCS and 6 Verizon cellular antennas @ 156'
| Harwinton | Campville Hill Road | Pocket (now MetroPCS) | Sprint | monopole | 117 | 180 |  | flush mount 3 antennas
| Harwinton | Campville Hill Road | Verizon | Sprint | monopole | 155 | 180 |  | replace 6 of 12 existing antennas with 3 new PCS and 3 new LTE antennas
| Harwinton | Campville Hill Road | AT&T | Crown Castle | monopole | 129 | 180 |  | add 3 multi-band antennas to 6 GSM/UMTS antennas |  | 4G/LTE upgrade
| Harwinton | Campville Hill Road | Sprint | American Tower | monopole | 177.5 | 180 |  | replace 6 CDMA antennas with 3 dual-band antennas |  | 4G/LTE upgrade
| Harwinton | Campville Hill Road | Sprint | American Tower | monopole | 177.5 | 180 |  | add 3 new LTE antennas to 3 existing ones
| Harwinton | Campville Hill Road | T-Mobile | Crown Castle | monopole | 169 | 180 |  | replace 3 ant w/ 3 1900 MHz, add 3 700 MHz
| Harwinton | Campville Hill Road | Sprint | Crown Castle | monopole | 178 | 180 |  | install 3 x 2500 MH zantennas; add 3 rru's
| Harwinton | Clearview Avenue | Verizon | SBA | monopole | 183 | 195 | 993 | add 12 DB950G656E-M panel antennas | 12x30 | T-Mobile at 192'
| Harwinton | Clearview Avenue | Nextel | SBA | monopole | 173 | 195 | 993 | add 12 panel antennas | 12x20
| Harwinton | Clearview Avenue | T-Mobile | SBA | monopole | 195 | 195 | 993 | add 9 RR90-17-00DP panel antennas | pad | add 2 Nortel S8000 cabinets
| Harwinton | Clearview Avenue | Verizon | SBA | monopole | 181 | 195 | 993 | replace 6 DB950F65T4E-M antennas with 6 LPA-80063/4CF antennas
| Harwinton | Clearview Avenue | Verizon | SBA | monopole | 183 | 195 | 993 | replace 6 of 12 existing antennas with 6 new PCS antennas and add 3 LTE antennas
| Harwinton | Clearview Avenue | T-Mobile | SBA | monopole | 195 | 195 | 993 | replace 3 ant w/ 3 1900 MHz & add 3 700 MHz
Docket No. 138 | Harwinton | Weingart Road | SNET Cellular | SNET Cellular | monopole | 180 | 180 | 1019 | (4-6)- 12' whips | 12x26
| Harwinton | Weingart Road | SNET/SCLP | SNET/SCLP | monopole | 180 | 180 | 1019 | Paging service antenna
| Harwinton | Weingart Road | SNET/Cingular | SNET/SCLP | monopole | 185 | 180 | 1019 | replace existing with 9 DUO4-8670 antennas, 6 tower mount amplifiers, 1 LMU @ 46.5
| Harwinton | Weingart Road | SNET/Cingular | SNET/SCLP | monopole | 185 | 180 | 1019 | instead of 9, install 11 CSS DO4-8670 antennas
| Harwinton | Weingart Road | Verizon | American Tower | monopole | 170 | 180 | 1019 | install 12 DB950G85E-M panel antennas | 12x30
| Harwinton | Weingart Road | Verizon | American Tower | monopole | 175 | 180 | 1019 | replace 6 existing antennas with 6 new antennas
| Harwinton | Weingart Road | Pocket (now MetroPCS) | American Tower | monopole | 165 | 180 | 1019 | flush mount 3 antennas
| Harwinton | Weingart Road | Cingular | American Tower | monopole | 185 | 180 | 1019 | remove 11 existing antennas, 6 TMAs, 3 diplexers; replace with 6 new antennas, 6 TMAs, 6 diplexers |  | UMTS upgrade
| Harwinton | Weingart Road | Clearwire | American Tower | monopole | 145 | 180 | 1019 | install 3 WiMAX antennas and 3 TMAs
| Harwinton | Weingart Road | Verizon | American Tower | monopole | 175 | 180 | 1019 | replace 6 of 12 existing antennas with 3 PCS and 3 LTE antennas
| Harwinton | Weingart Road | AT&T | American Tower | monopole | 185 | 180 | 1019 | add 3 multi-band antennas for LTE to 6 GSM/UMTS antennas
| Harwinton | Weingart Road | MetroPCS | American Tower | monopole |  | 180 | 1019 |  |  | replace radio cabinet for LTE upgrade
| Harwinton | Weingart Road | American Tower | American Tower | monopole |  | 180 | 1019 |  |  | install diesel generator for backup power | diesel generator |  | shared
| Harwinton | Weingart Road | MetroPCS | American Tower | monopole | 165 | 180 | 1019 | replace 3 existing antennas with 6 new CDMA/LTE antennas |  | 4G/LTE upgrade
| Harwinton | Weingart Road | AT&T | AT&T | monopole | 185 | 180 | 1019 | install 3 RRHs previousl approved but never installed
| Harwinton | Weingart Road | T-Mobile | American Tower | monopole | 165 | 180 | 1019 | replace antenna mount with new low-profile antenna mount relocate 6 existing antennas and add 3 new antennas |  | 4G/LTE upgrade
| Harwinton | Weingart Road | Verizon | American Tower | monopole | 175 | 180 | 1019 | replace 6 ant with 3 700/2100 MHz, 3 1900 MHz antennas; add 9 RRHs
| Harwinton | Weingart Road | AT&T | American Tower | monopole | 185 | 180 | 1019 | replace 3 antennas w/ 3 700/2300 MHz antennas; add 3 RRHs
| Harwinton | Weingart Road | Verizon | American Tower | monopole | 175 | 180 | 1019 | replace 6 antennas with 6 x 700/850/1900/2100 MHz antennas and install 9 RRHs
| Harwinton | Weingart Road | AT&T | American Tower | monopole | 185 | 180 | 1019 | replace 3 antennas w 3 x700/850/2100/5G 850 MHz antennas & install 3 x 1900 MHz antennas; replace 6 rrus | upgrade g.l equipment
| Harwinton | Hungerford Lane | Verizon | Sprint | monopole | 170 | 180 | 845.5 | 12 panel antennas | 12x30 | Sprint on tower @ 180'
| Harwinton | Hungerford Lane | New Cingular | Buckley Broadcasting | monopole | 158 | 180 | 845.5 | 6 panel antennas | 12x20
| Harwinton | Hungerford Lane | Verizon | Buckley Broadcasting | monopole | 168 | 180 | 845.5 | replace 6 PCS with 6 cellular antennas
| Harwinton | Hungerford Lane | Verizon | Buckley Broadcasting | monopole | 168 | 180 | 845.5 | replace 6 of 12 existing antennas with 3 new PCS and 3 new LTE antennas
| Harwinton | Hungerford Lane | AT&T | Crown Castle | monopole | 158 | 180 | 845.5 | add 3 multi-band antennas to 6 existing GSM/UMTS antennas |  | 4G/LTE upgrade
| Harwinton | Hungerford Lane | Sprint | Crown Castle | monopole | 180.5 | 180 | 845.5 | replace 6 CDMA antennas with 3 dual-band antennas |  | 4G/LTE upgrade
| Harwinton | Hungerford Lane | Sprint | Crown Castle | monopole | 180 | 180 | 845.5 | add 3 new LTE antennas to 3 existing ones
| Harwinton | Hungerford Lane | Sprint | Crown Castle | monopole | 178 | 180 | 84.5 | install 3 2500 MHz
| Harwinton | Hungerford Lane | AT&T | Crown Castle | monopole | 158 | 180 |  | replace 6 antennas w 3 x 850/2100 MHz & 3 x 700/1900/2300 MHz antennas; replace 3 rrus & install 3 new rrus
Petitin No. 79 | Harwinton | Wildcat Hill Road | SNET | SNET | guyed-lattice | 96 | 100 | 1100 | 1-8', 1-10', 1-12' dish, 4- drum ant
| Harwinton | Wildcat Hill Road | SCLP | SNET | guyed-lattice |  | 100 | 1100 |  |  | added message service alert antenna
| Harwinton | Wildcat Hill Road | Omni | SNET | guyed-lattice | 99 | 100 | 1100 | 3-dual pole panels |  | EMS RR90-17-02DP/remove unused dishes
| Harwinton | Wildcat Hill Road | T-Mobile | SNET | guyed-lattice | 99 | 100 | 1100 | E911 upgrade
| Harwinton | Wildcat Hill Road | T-Mobile | Frontier Communications | guyed-lattice | 96 | 100 | 1100 | replace 3 ant w/ 3 1900 MHz ant, add 3 700 MHz ant
| Hebron | Buck Road | Nextel | Sprint | monopole | 107 | 120 |  | 12 panel | 12x20 | designed a faux pine tree with synthetic bark; Sprint on tower @ 117'
| Hebron | Buck Road | AT&T | SprintSites | monopole | 87 | 120 |  | 12 Allgon 7250.03 panel antennas |  | equipment cabinets on concrete pad
| Hebron | Buck Road | Verizon | SprintSites | monopole | 97 | 120 |  | add 12 DB844H90 panel antennas | 12x30
| Hebron | Buck Road | Cingular | SprintSites | monopole | 87 | 120 |  | remove 3 existing antennas; replace with 6 antennas, 6 TMAs, 6 diplexers |  | UMTS upgrade
| Hebron | Buck Road | Verizon | SprintSites | monopole | 97 | 120 |  | replace 12 antennas with 6 cellular, 3 PCS, and 3 LTE antennas
| Hebron | Buck Road | Sprint | Crown Castle | monopole |  | 120 |  |  |  | install 1 RRH cabinet and 1 fiber junction box
| Hebron | Buck Road | AT&T | Crown Castle | monopole | 87 | 120 |  | add 3 multi-band antennas to 6 existing GSM/UMTS antennas |  | 4G/LTE upgrade
| Hebron | Buck Road | AT&T | Crown Castle | monopole |  | 120 |  |  |  | install 50 kW diesel generator for backup power | diesel generator
| Hebron | Buck Road | Sprint | Crown Castle | monopole | 117 | 120 |  | replace 6 antennas w 3 x 850/1900 & 3 x 2500MHz antennas; add 9 RRU's
Petition No. 1095 | Hebron | Gilead Street | Verizon | Verizon/Hebron Lions Club | monopole | 30 | 30 | 484 | install small cell facility with 3 small antennas |  |  | battery backup | battery - 4 hours
| Hebron | Gilead Street | Verizon | Verizon/Hebron Lions Club | monopole | 30 | 30 | 484 | replace 1 x canister antenna with 1 x 700/850/1900/2100 MHz antenna
| Hebron | Wall Street | Verizon | SBA | monopole | 135 | 150 |  | 3 Allgon 7391 antennae | 12x30 | designed as a Flagpole with internally mounted antennas. 1 GPS and 40kW generator in cabinet; Sprint on tower @ 145'
| Hebron | Wall Street | AT&T | SBA | monopole | 115 | 150 |  | add 3 Allgon 7250 panel antennas |  | cabinets on concrete pad
| Hebron | Wall Street | Verizon | SBA | monopole | 135 | 150 |  | replace 3 existing antennas with 3 new antennas
| Hebron | Wall Street | Cingular | SBA | monopole | 116 | 150 |  | replace 3 existing antennas with 3 new antennas and 6 TMAs
| Hebron | Wall Street | Cingular | SBA | monopole |  | 150 |  |  |  | replace 24" radome with 36" radome on flagpole tower to accommodate antennas approved 2/11/09
| Hebron | Wall Street | Verizon | SBA | monopole | 135 | 150 |  | replace 3 existing antennas with 3 new antennas
| Hebron | Wall Street | AT&T | SBA | monopole | 118 | 150 |  | replace 3 GSM/UMTS antennas with 3 multi-band antennas
| Hebron | Wall Street | Sprint | SBA | monopole |  | 150 |  | install 1 fiber distribution box; install 3 RRHs on ground; replace 2 equipment cabinets
| Hebron | Wall Street | AT&T | SBA | monopole |  | 150 |  |  |  | install 50 kW diesel generator for backup power | diesel generator
| Hebron | Wall Street | Verizon | SBA | monopole | 135 | 150 |  | replace 3 antennas with 3 700/850/1900/2100 MHz antennas
| Hebron | Wall Street | Sprint | SBA | monopole | 127 | 150 |  | replace 3 antennas w 3 x 850/1900/2500 MHz antennas; add 9 RRU's
| Hebron | Wall Street | AT&T | SBA | monopole | [6 empty] | diesel generator | 30-kilowatt | no
Petition No. 565 | Hebron | Gilead Street | AT&T | SBA | monopole | 145 | 160 |  | add 6 Allgon 7250.03 panel antennas |  | designed as a Flagpole with internally mounted antennas; 2 equipment cabinets on concrete pad
| Hebron | Gilead Street | Verizon | SBA | monopole | 155 | 160 |  | add 3 panel antennas
| Hebron | Gilead Street | Verizon | SBA | monopole | 155 | 160 |  | remove 3 cell antennas & replace with 3 dual-band antennas
| Hebron | Gilead Street | Verizon | SBA | monopole | 155 | 160 |  | replace 3 existing antennas with 3 new ones
| Hebron | Gilead Street | Cingular | SBA | monopole | 145 | 160 |  | remove 12 existing antennas; install 3 new antennas and 3 TMAs
| Hebron | Gilead Street | Verizon | SBA | monopole | 155 | 160 |  | replace 3 existing antennas with 3 new ones
| Hebron | Gilead Street | AT&T | SBA | monopole | 145 | 160 |  | replace 3 GSM/UMTS antennas with 3 multi-band antennas
| Hebron | Gilead Street | AT&T | SBA | monopole | 135 | 160 |  | install 3 x 700/850/1900/2300 MHz antennas; add 8 rru's
| Kent | Bulls Bridge Road | SCLP | SCLP | monopole | 180 | 180 | 784 | 1-17' whip, 9-1x3.5 panels | 12x26
| Kent | Bulls Bridge Road | LAC | S. Kent School Corp. | monopole | 150 | 180 | 784 | 6 panel antennas | 12'x20'
Docket No. 162 | Kent | Bulls Bridge Road | CT State Police | SCLP | monopole | 150 | 180 | 784 | 2-21' whip antennas; microwave dish @ 80' | 12'x34' | Install buried propane tank to fuel emergency generator | propane generator
Docket No. 162 | Kent | Bulls Bridge Road | SCLP | SCLP | monopole | 170 | 180 | 784 |  |  | Replace with stronger tower of the same ht. approx 25'south of existing
Docket No. 162 | Kent | Bulls Bridge Road | Sprint | SCLP | monopole | 124.5 | 180 | 784 | 9-panel antennas
Docket No. 162 | Kent | Bulls Bridge Road | WMNR | SCLP | monopole | 114.5 | 180 | 784 | 1-antenna
| Kent | Bulls Bridge Road | AT&T | SCLP | monopole | 152 | 180 | 784 | 2 GSM panel |  | Replacement of 2 existing antennas
| Kent | Bulls Bridge Road | Nextel | American Tower | monopole | 160 | 197 | 784 | 12 panel (DB844H90E-XY) | 12x20
| Kent | Bulls Bridge Road | SNET/Cingular | American Tower | monopole | 182 | 180 | 784 | replace existing antennas with 3 DB ASPD-952 @ 182', 9 CSS DUO4-8670, 6 tower mount amplifiers @ 160', 1 LMU @ 46'
| Kent | Bulls Bridge Road | Cingular | SBMS | monopole | 182.00, 160.00 | 180 | 784 | use heavier coaxial than previously approved, no LMU
| Kent | Bulls Bridge Road | AT&T | SBMS | monopole |  | 180 | 784 | add GPS antenna for E911
| Kent | Bulls Bridge Road | Nextel | American Tower | monopole | 110 | 180 | 784 | add 12 panel antennas | 12x20
| Kent | Bulls Bridge Road | AT&T | American Tower | monopole | 171 | 180 | 784 | add third sector of two antennas; replace existing antennas in other 2 sectors
| Kent | Bulls Bridge Road | Verizon | American Tower | monopole | 160 | 180 | 784 | install 12 panel antennas | 12x30
| Kent | Bulls Bridge Road | Verizon | American Tower | monopole | 160 | 180 | 784 | remove 6 Verizon antennas @ 160' and 12 Alltel antennas @ 170'; install 6 cellular Verizon antennas
| Kent | Bulls Bridge Road | Verizon | AT&T | monopole | 160 | 180 | 784 | replace 6 of 12 existing antennas with 3 PCS and 3 LTE antennas
| Kent | Bulls Bridge Road | Sprint | AT&T | monopole | 124 | 180 | 784 | replace 6 CDMA antennas with 3 dual-band antennas for LTE
| Kent | Bulls Bridge Road | AT&T | AT&T | monopole | 180 | 180 | 784 | add 3 multi-band antennas to 6 GSM/UMTS antennas |  | 4G/LTE upgrade
| Kent | Bulls Bridge Road | Sprint | Crown Castle | monopole | 124 | 180 | 784 | add 3 new CDMA/LTE antennas to 3 existing ones
| Kent | Bulls Bridge Road | verizon | Crown Castle | monopole | 160 | 180 | 784 | replace 6 antennas with 3 700/2100 and 3 1900 MHz antennas
| Kent | Bulls Bridge Road | T-Mobile | Crown Castle | monopole | 170 | 180 | 784 | install 3 1900/2100 MHz, and 3 700 MHz antennas on low profile mount | 10' x 15' pad | Tower Share | propane generator | 7.5 kW
| Kent | Bulls Bridge Road | Sprint | Crown Castle | monopole | 124 | 180 | 784 | install 3 2500 MHz antennas; add 3 RRHs
| Kent | Bulls Bridge Road | T-Mobile | Crown Castle | monopole | 170 | 180 | 784 | install one 5GHz antenna, one 700MHz, and one 1900/2100 MHz
| Kent | Bulls Bridge Road | Verizon | Crown Castle | monopole | 160 | 180 | 784 | replace 6 antennas w 6x700/2100 MHz antennas; add 6 rru's
Docket No. 353 | Kent | Maple Street | Verizon | Verizon | monopole | 150 | 150 | 393 | install 12 panel antennas | 12x30
Docket No. 353 | Kent | Maple Street | Town of Kent | Verizon | monopole | 150 | 150 | 393 | install 2 22-foot whip antennas at top of tower and 2 12-foot antennas at 110'
| Kent | Maple Street | Cingular | Verizon | monopole | 140 | 150 | 393 | install 9 panel antennas | 12x20
| Kent | Maple Street | Verizon | Verizon | monopole | 150 | 150 | 393 | replace 6 of 12 existing antennas with 3 PCS and 3 LTE antennas
| Kent | Maple Street | AT&T | Verizon | monopole | 140 | 150 | 393 | replace 2 of 8 existing dual-band antennas with 3 multi-band antennas
| Kent | Maple Street | Verizon | Verizon | monopole | 150 | 150 | 393 | replace 6 ant. w/ 3 1900 MHz & 3 2100 MHz & 9 RRHs
| Kent | Maple Street | AT&T | Verizon | monopole | 140 | 150 | 393 | replace 3 antennas w/ 3 LTE antennas, add 3 RRHs w/ A2 units
| Kent | Maple Street | T-Mobile | Verizon | monopole | 110 | 150 | 393 | install 3 1900/2100 MHz, and 3 700 MHz antennas on T-arms, 9 RRU & 2 cables |  | 6X8 concrete pad and 4 equipment cabinets
| Kent | Maple Street | AT&T | Verizon | monopole | 140 | 150 | 393 | replace 3 antennas w/ 3 LTE antennas, add 3 RRHs w/ A2 units
| Kent | Maple Street | Verizon | Verizon | monopole | 150 | 150 | 393 | replace 6 antennas w 3x 700MHz & 3x 2100MHz antennas; add 6 rru's
| Kent | Maple Street | AT&T | Verizon | monopole | 140 | 150 | 393 | relocate 3 and replace 3 antennas w 3x 700/850 MHz antenna; replace 3 rrus & add 3 rru's
Docket No. 469 | Killingly | Bailey Hill Road | Verizon | Verizon | monopole | 150 | 150 | 799 | install 9 antennas - 6 700/1900 & 2100 MHz; 3 850 MHz; install 9 RRHs | 10' x 20' platform |  | diesel generator | 15 kW
| Killingly | Bailey Hill Road | Verizon | Verizon | monopole | 150 | 150 | 799 | replace 6 antennas w 4 x 700/850/2100 MHz antennas and 2 700/1900 Mhz antennas, add 3 rru's
| Killingly | Connecticut Mills Avenue | Cingular | Mark Yellin | water tank | 121 | 137 |  | remove 3 existing antennas; install 6 Powerwave 7770 antennas, 6 TMAs, 6 diplexers | pad | UMTS upgrade
| Killingly | Connecticut Mills Avenue | AT&T | Mark Yellin | water tank | 115 | 137 |  | add 3 multi-band antennas to 6 existing GSM/UMTS antennas |  | 4G/LTE upgrade
| Killingly | Connecticut Mills Avenue | AT&T | Mark Yellin | water tank |  | 137 |  |  |  | install 50 kW diesel generator for backup power | diesel generator
| Killingly | Hartford Pike | AT&T | QVEC | self-support lattice | 108 | 150 |  | install 12 antennas | 11.5x16 | various emergency service antennas at various heights | diesel generator
| Killingly | Hartford Pike | Verizon | QVEC | self-support lattice | 130 | 150 |  | install 2100 MHz canister antenna | 8x8 pad | EFR 1133
Petition No. 1132 | Killingly | Main Street | Verizon | Town of Killingly | rooftop | 64 | 64 | 234 | install 1 small cell antenna |  | antenna disguised as flue or smokestack
Petition No. 1308 | Killingly | Mechanic Street | Eversource | Eversource | monopole | 77 | 79 |  | install 3 omni-directional antennas | in-building | new monopole mounted on top of building to replace 2 existing towers on Eversource property
| Killingly | North Road | Nextel | AT&T Long Lines | self-support lattice | 206 | 288 | 360 | 3-whips, ASPd00950 |  | Share equipment building
| Killingly | North Road | Verizon | American Tower | self-support lattice | 267 | 288 | 360 | install 12 panel antennas
| Killingly | North Road | Cingular | American Tower | self-support lattice | 279 | 288 | 360 | install 12 panel antennas | 16x22
| Killingly | North Road | Sprint Nextel | American Tower | self-support lattice | 306 | 288 | 360 | replace existing whip antennas with three panel antennas | 24x60
| Killingly | North Road | Cingular | American Tower | self-support lattice | 254 | 288 | 360 | install 6 panel antennas | 16x22
| Killingly | North Road | Verizon | American Tower | self-support lattice | 262 | 288 | 360 | replace 12 existing antennas with 6 cellular, 3 PCS, and 3 LTE antennas
| Killingly | North Road | AT&T | American Tower | self-support lattice | ` | 288 | 360 | add 3 multi-band antennas to 3 GSM antennas and 3 UMTS antennas |  | 4G/LTE upgrade
| Killingly | North Road | Verizon | American Tower | self-support lattice | 266 | 288 | 360 | replace 6 antennas w/ 3 700 MHz & 3 2100 MHz, add 6 RRHs
| Killingly | North Road | T-Mobile | American Tower | self-support lattice | 277 | 288 | 360 | install 4 600/700 MHz, 4 1900/2100 MHz, 4 2100 MHz, 1 microwave dish, 12 RRHs | 3 cabinets | tower share | propane generator | 7.5 kW
| Killingly | North Road | Sprint | American Tower | self-support lattice | 306 | 288 | 360 | remove three and install 3x850/1900 & 3x 2500 MHz antennas;
| Killingly | North Road | Verizon | American Tower | self-support lattice | 266 | 288 | 360 | replace 6 antennas w 6 x 700/850/1900/2100 MHz antennas; replace 6 rru's
| Killingly | North Road | Sigfox | American Tower | self-support lattice | 288 | 288 | 360 | install 1 x 900 MHz antenna on side arm
| Killingly | Providence Pike | Verizon | Quinebaug Valley Cmcns | guyed-lattice | 187 | 190 |  | install 12 panel antennas | 12x24 |  | propane generator
| Killingly | Providence Pike | T-Mobile | Quinebaug Valley Cmcns | guyed-lattice | 145 | 190 |  | replace 3 antennas w/ 3 LTE antennas w/ bias tees, add 3 RRUs
| Killingly | Providence Pike | Verizon | Quinebaug Valley Cmcns | guyed-lattice | 187 | 190 |  | replace 9 antennas w/ 3 700/2100 MHz and 3 850 MHz antennas; replace 3 RRHs and install 6 RRHs
| Killingly | Putnam Turnpike | AT&T | VoiceStream | monopole | 130 | 150 |  | add 6 Allgon 7250.03 panel antennas | pad | V'Stream on tower @ 150', Sprint on @ 140', town on @ 118' and 86'
| Killingly | Putnam Turnpike | Cingular | VoiceStream | monopole | 130 | 150 |  | remove 3 existing antennas; install 3 new antennas and 6 TMAs
| Killingly | Putnam Turnpike | Verizon | VoiceStream | monopole | 108 | 150 |  | install 6 PCS and 6 cellular antennas | 12x30
| Killingly | Putnam Turnpike | Cingular | VoiceStream | monopole | 130 | 150 |  | replace 3 existing antennas with 6 new antennas, 6 TMAs, and 6 diplexers
| Killingly | Putnam Turnpike | MetroPCS | VoiceStream | monopole | 98 | 150 |  | install 6 antennas
| Killingly | Putnam Turnpike | AT&T | TowerCo, LLC | monopole | 130 | 150 |  | add 3 multi-band antennas to 6 existing GSM/UMTS antennas
| Killingly | Putnam Turnpike | AT&T | TowerCo, LLC | monopole |  | 150 |  |  |  | install 50 kW diesel generator for backup power | diesel generator
| Killingly | Putnam Turnpike | AT&T | TowerCo, LLC | monopole | 130 | 150 |  | remove 3 existing GSM/UMTS antennas and 3 LTE antennas; retain 3 existing GSM/UMTS antennas; install 9 new LTE antennas
| Killingly | Putnam Turnpike | Verizon | TowerCo, LLC | monopole | 108 | 150 |  | replace 12 existing antennas with 3 700 MHz antennas, 3 850 MHz antennas, 3 1900 MHz antennas, and 3 2100 MHz antennas
| Killingly | Putnam Turnpike | T-Mobile | Town of Killingly | monopole | 148 | 150 |  | replace 3 antennas w/ 3 LTE antennas. Add 3 RRUs on ice bridge
| Killingly | Putnam Turnpike | AT&T | Town of Killingly | monopole | 130 | 150 |  | replace 6 ant. w/ 6 new antennas, 9 RRHs, 3 A2s
| Killingly | Putnam Turnpike | Sprint | Town of Killingly | monopole | 140 | 150 |  | replace 6 ant w/ 3 800/1900 MHz antennas; add 3 RRHs & 6 diplexers on ground
| Killingly | Putnam Turnpike | Sprint | Town of Killingly | monopole | 140 | 150 |  | replace 3 antennas w/ 3 850/1900/2500 MHz antennas; add 9 RRHs
| Killingly | Putnam Turnpike | Sprint | Town of Killingly | monopole | 140 | 150 |  | replace 3 antennas w/ 3x 850/1900 MHz & install 3x2500MHz new antennas; add 12 RRH
Docket No. 283 | Killingly | Ross Road | AT&T | AT&T | monopole | 120 | 120 | 464 | up to 12 panel antennas | pad
| Killingly | Ross Road | New Cingular | New Cingular | monopole | 120 | 120 | 464 | up to 12 panel antennas | 12x20 | transfer of certificate from AT&T
| Killingly | Ross Road | T-Mobile | New Cingular | monopole | 110 | 120 | 464 | install 9 panel antennas | pad
| Killingly | Ross Road | Verizon | New Cingular | monopole | 100 | 120 | 464 | install 6 PCS , 6 cellular antennas, and 3 BXA-185085/12CF_2 antennas | 12x30
| Killingly | Ross Road | MetroPCS | New Cingular | monopole | 90 | 120 | 464 | install 6 panel antennas
| Killingly | Ross Road | AT&T | AT&T | monopole | 121 | 120 | 464 | add 3 multi-band antennas to 6 existing GSM/UMTS antennas |  | 4G/LTE upgrade
| Killingly | Ross Road | T-Mobile | Crown Castle | monopole | 109 | 119 | 464 | install 3 LTE 700 MHz antennas & 3 smart bias tees
| Killingly | Ross Road | Verizon | Crown Castle | monopole | 100 | 119 | 464 | replace 9 ant. w/ 3 850 MHz, 3 1900 MHz, and 3 2100 MHz & 6 RRHs
| Killingly | Ross Road | Verizon | Crown Castle | monopole | 100 | 119 | 464 | replace 12 ant. w/ 3 850 MHz, 3 700/1900 MHz, 3 2100 MHz; add 9 RRHs
| Killingly | Ross Road | Smartsky | Crown Castle | monopole | 60 | 119 | 464 | install 6 2,446 MHz antennas and 6 RRHs | 5x5 | 1 cabinet, utility frame, 1 cable
Docket No. 157 | Killingly | Westcott Road | DPS | DPS | self-support lattice | 140 | 140 | 275 | 11 antennas | 18x28 | Replace 60' ssl tower on roof, Troop D
| Killingly | Westcott Road | Quinn. Valley Emerg. Comm | DPS | self-support lattice | 50 | 140 | 275 | 1 yagi antenna
| Killingly (Danielson) | East Franklin Street | BAM | SBA Towers | monopole | 155 | 160 |  | 12-DB844H80DINXY panels | 12x30 | 1 GPS, 1 40-kW diesel generator | diesel generator
| Killingly (Danielson) | East Franklin Street | Omni | SBA Towers | monopole | 137 | 160 |  | 2-DAPA 59212, 2-EMS RR90-17-02D | 5.5x7 pad
| Killingly (Danielson) | East Franklin Street | AT&T | SBA Towers | monopole | 127 | 160 |  | add 12 Allgon 7250.03 panel antennas |  | equipment cabinets on concrete pad
| Killingly (Danielson) | East Franklin Street | T-Mobile | SBA Towers | monopole | 137 | 160 |  | E911 upgrade
| Killingly (Danielson) | East Franklin Street | Verizon | SBA Towers | monopole | 155 | 160 |  | replace 6 existing cellular antennas with 6 new PCS antennas
| Killingly (Danielson) | East Franklin Street | Cingular | SBA Towers | monopole | 127 | 160 |  | replace 3 existing antennas with 6 new antennas, 6 TMAs, and 6 diplexers
| Killingly (Danielson) | East Franklin Street | Cingular | SBA Towers | monopole |  | 160 |  |  |  | change equipment cabinets
| Killingly (Danielson) | East Franklin Street | MetroPCS | SBA Towers | monopole | 117 | 160 |  | install 6 antennas
| Killingly (Danielson) | East Franklin Street | Verizon | SBA Towers | monopole | 155 | 160 |  | replace 12 existing antennas with 6 new cellular, 3 new PCS, and 3 new LTE antennas
| Killingly (Danielson) | East Franklin Street | AT&T | SBA Towers | monopole | 127 | 160 |  | add 3 multi-band antennas to 6 GSM/UMTS antennas |  | 4G/LTE upgrade
| Killingly (Danielson) | East Franklin Street | Sprint | SBA Towers | monopole | 145 | 160 |  | replace 6 CDMA antennas with 3 dual-band antennas |  | 4G/LTE upgrade
| Killingly (Danielson) | East Franklin Street | Sprint | SBA Towers | monopole | 147 | 160 |  | add 3 new CDMA/LTE antennas to 3 existing ones
| Killingly (Danielson) | East Franklin Street | Verizon | SBA Towers | monopole | 155 | 160 |  | replace 9 of 12 existing antennas with 3 new 850 MHz antennas, 3 new 1900 MHz antennas, and 3 new 2100 MHz antennas
| Killingly (Danielson) | East Franklin Street | Verizon | SBA Towers | monopole | 155 | 160 |  | replace 3 ant. w/ 3 700 MHz, add 3 RRHs
| Killingly (Danielson) | East Franklin Street | AT&T | SBA | monopole | 127 | 160 |  | replace 3 antennas and add 3 RRHs
| Killingly (Danielson) | East Franklin Street | Sprint | SBA | monopole | 147 | 160 |  | install 3 2500 MHz antennas and 3 RRHs on platform
| Killingworth | Little City Road | Nextel | AT&T Long Lines | self-support lattice | 250 | 303 | 615 | 6-panels ALP-E 9011-D |  | Share equipment building
| Killingworth | Little City Road | AT&T | American Tower | self-support lattice | 140 | 321 | 615 | add 6 Allgon 7250.03 panel antennas |  | Share equipment building
| Killingworth | Little City Road | Cingular | American Tower | self-support lattice | 272 | 321 | 615 | add 12 panel antennas and 3 combiners |  | Share equipment building
| Killingworth | Little City Road | Cingular/AT&T | American Tower | self-support lattice | 140 | 321 | 615 | decommission AT&T antennas
| Killingworth | Little City Road | Verizon | American Tower | self-support lattice | 175 | 321 | 615 | install 6 PCS and 6 cellular antennas | 12x30
| Killingworth | Little City Road | Cingular | American Tower | self-support lattice | 272 | 321 | 615 | remove 9 existing antennas, 6 TMAs, 3 diplexers; install 6 new antennas, 6 TMAs, 6 diplexers |  | UMTS upgrade
| Killingworth | Little City Road | Verizon | American Tower | self-support lattice | 171 | 321 | 615 | replace 6 of 12 existing antennas with 3 PCS and 3 LTE antennas
| Killingworth | Little City Road | AT&T | American Tower | self-support lattice | 272 | 321 | 615 | add 3 multi-band antennas to 6 GSM/UMTS antennas |  | 4G/LTE upgrade
| Killingworth | Little City Road | American Tower | American Tower | self-support lattice |  | 321 | 615 |  |  | install diesel generator for backup power | diesel generator |  | shared
| Killingworth | Little City Road | Verizon | American Tower | self-support lattice | 171 | 321 | 615 | replace 6 antennas w/ 6 side-by-side 700/850/1900 MHz antennas; add 12 RRHs |  | tower is 302.5 ft but a whip at the top extends to 321 feet agl
| Killingworth | Little City Road | AT&T | American Tower | self-support lattice | 276 | 321 | 615 | replace 3 antennas with 3 1900/2300 MHz antennas; add 6 RRHs
Docket No. 69 | Killingworth | Route | BAM | BAM | self-support lattice | 125 | 160 | 410 | 3-6' dishes |  | add 3 dishes; 85', 98', 125' levels
| Killingworth | Route | BAM | BAM | self-support lattice | 160 | 160 | 410 | 12-ALP-9212 |  | Replace Antennas
| Killingworth | Route | BAM | BAM | self-support lattice |  | 160 | 410 |  |  | install emergency propane generator | propane generator
| Killingworth | Route | BAM | BAM | self-support lattice | 135 | 160 | 410 |  |  | move 1-6' dish from 125 to 135
| Killingworth | Route | BAM | BAM | self-support lattice | 60 | 160 | 410 | 1-gps
| Killingworth | Route | BAM/Sprint | BAM | self-support lattice | 140 | 160 | 410 | 9-5' panel, 1-gps |  | 9-Decibel DB980H90, 1-gps at 50', 9'x15' equip. pad
| Killingworth | Route | BAM | [7 empty] | Transfer of Certificate from BAM to Crown Atlantic CO.LLC
| Killingworth | Route | Crown /Nextel | Crown | self-support lattice | 120 | 160 | 410 | 4-Whips | 12x26
| Killingworth | Route | Crown | Crown | self-support lattice |  | 160 | 410 |  |  | Add Red beacons at 80 and 168, Add white strobe at 168
| Killingworth | Route | AT&T | Crown | self-support lattice | 92 | 160 | 410 | add 6 Allgon 7250.02 panel antennas |  | up to 4 equipment cabinets on 5x6 concrete pad
| Killingworth | Route | Verizon | Crown | self-support lattice | 158 | 160 | 410 | remove 1 panel antenna and install 1 temporary microwave antenna
| Killingworth | Route | Verizon | Crown | self-support lattice | 160 | 160 | 410 | replace 6 cellular antennas with 6 PCS antennas
| Killingworth | Route | Verizon | Crown | self-support lattice | 160 | 160 | 410 | replace 6 cellular antennas with 6 new cellular antennas
| Killingworth | Route | Cingular | Crown | self-support lattice | 92 | 160 | 410 | remove 3 existing antennas; install 6 new antennas, 6 TMAs, 6 diplexers |  | UMTS upgrade
| Killingworth | Route | Verizon | Crown | self-support lattice | 160 | 160 | 410 | replace 6 of 12 existing antennas with 3 new PCS and 3 new LTE antennas
| Killingworth | Route | Sprint | Crown Castle | self-support lattice |  | 160 | 410 |  |  | install 1 RRH cabinet and 1 fiber junction box
| Killingworth | Route | AT&T | Crown Castle | self-support lattice | 90 | 160 | 410 | add 3 multi-band antennas to 6 existing GSM/UMTS antennas |  | 4G/LTE upgrade
| Killingworth | Route | Verizon | Crown Castle | self-support lattice |  | 160 | 410 |  |  | replace existing 500 gallon propane tank with 1,000 gallon tank for backup generator | propane generator | 1,000 gallon
| Killingworth | Route | Verizon | Crown Castle | self-support lattice | 160 | 160 | 410 | replace 6 antennas w/ 3 700/850 MHz and 3 2100 MHz antennas; add 9 RRHs
| Killingworth | Route | Sprint | Crown Castle | self-support lattice | 144 | 160 | 410 | replace 6 antenna w 3x 850/1900MHz &3x2500MHz antennas; add 12 RRHs
| Killingworth | North Chestnut Hill Road | Sprint | Crown Castle | monopole | 147 | 150 |  | replace 6 antenna w 3x 850/1900MHz &3x2500MHz antennas; add 12 RRHs
Docket No. 164 | Killingworth | North Chestnut Hill Road | BAM | BAM | self-support lattice | 168 | 170 | 386 | 1-6' dish, 9-4' panels | 21x30
| Killingworth | North Chestnut Hill Road | BAM | [7 empty] | Transfer of Certificate from BAM to Crown Atlantic CO.LLC
| Killingworth | North Chestnut Hill Road | Crown/Nextel | Crown | self-support lattice | 150 | 170 | 386 | 12-panels | 10x20
| Killingworth | North Chestnut Hill Road | AT&T | Crown | self-support lattice | 135 | 170 | 386 | 6 Allgon 7250.03 panel antennas |  | equipment cabinets on concrete pad
| Killingworth | North Chestnut Hill Road | Verizon | Crown | self-support lattice | 170 | 170 | 386 | replace 6 cellular antennas with 9 PCS antennas
| Killingworth | North Chestnut Hill Road | Verizon | Crown | self-support lattice | 172 | 170 | 386 | replace 6 existing cellular antennas with 6 new cellular antennas
| Killingworth | North Chestnut Hill Road | Cingular | Crown | self-support lattice | 135 | 170 | 386 | remove 3 existing antennas; install 6 new antennas, 6 TMAs, 6 diplexers
| Killingworth | North Chestnut Hill Road | Verizon | Crown | self-support lattice | 170 | 170 | 386 | replace 9 existing antennas with 6 new PCS and 3 new LTE antennas
| Killingworth | North Chestnut Hill Road | AT&T | Crown Castle | self-support lattice | 136 | 170 | 386 | add 3 multi-band antennas to 6 existing GSM/UMTS antennas |  | 4G/LTE upgrade
| Killingworth | North Chestnut Hill Road | Sprint | Crown Castle | self-support lattice |  | 170 | 386 | install 1 fiber distribution box; install 3 RRHs on ground; replace 2 equipment cabinets |  | 4G/LTE upgrade
| Killingworth | North Chestnut Hill Road | Verizon | Crown Castle | self-support lattice |  | 170 | 386 |  |  | replace 500 gallon propane tank with 1000 gallon tank for backup generator | propane generator | 1,000 gallon
Docket No. 104 | Killingworth | Route | SNET Cellular | Valley Shore | self-support lattice | 121 | 140 | 466 | 4-13' whips | 47x22 | Existing tower was denied 45' height increase by FAA
| Killingworth | Route | SNET Cellular |  | self-support lattice | [5 empty] | Transfer of certificate from SNET to Springwich Cellular limited Partnership
| Killingworth | Route | Nextel | Valley Shore | self-support lattice | 140 | 140 | 466 | 9 panels | 10x20
| Killingworth | Route | SNET/Cingular | Valley Shore | self-support lattice | 133 | 140 | 466 | replace existing antennas with 9 DUO1417-8686-4-0, 9 tower mount amplifiers
| Killingworth | Route | Cingular | Valley Shore | self-support lattice | 133 | 140 | 466 | remove 9 existing antennas, 6 TMAs, 6 diplexers; install 6 new antennas, 6 TMAs, 6 diplexers
| Killingworth | Route | AT&T | Valley Shore | self-support lattice | 133 | 140 | 466 | add 3 multi-band antennas to 6 GSM/UMTS antennas |  | 4G/LTE upgrade
| Killingworth | Route | AT&T | Valley Shore | self-support lattice | 133 | 140 | 466 | relocate 3 and replace 6 antennas w 3x1900MHz & 3x 700/850/2100 MHz antenna; add 6 rru's |  | replace antenna mount and relocate equipment
| Killingworth | Clinton Road, Route | AT&T | Sprint Sites | monopole | 130 | 150 |  | add 6 Allgon 7250.02 panel antennas |  | Sprint on @ 150'
| Killingworth | Clinton Road, Route | Cingular | Sprint Sites | monopole | 140 | 150 |  | up to 12 CSS DUO4-8670 panel antennas | 12x30
| Killingworth | Clinton Road, Route | Cingular/AT&T | Sprint Sites | monopole | 130 | 150 |  | remove all AT&T antennas and ground equipment
| Killingworth | Clinton Road, Route | Cingular/AT&T | Sprint Sites | monopole | 140 | 150 |  | remove 12 existing antennas, 6 TMAs, and 3 combiners; install 6 new antennas, 6 TMAs, and 6 diplexers
| Killingworth | Clinton Road, Route | Verizon | Sprint Sites | monopole | 130 | 150 |  | install 6 cellular, 6 PCS, and 3 LTE antennas
| Killingworth | Clinton Road, Route | Verizon | Sprint Sites | monopole |  | 150 |  |  |  | install 6 coax cables on outside of tower
| Killingworth | Clinton Road, Route | Sprint | Crown Castle | monopole |  | 150 |  |  |  | install 1 RRH cabinet and 1 fiber junction box
| Killingworth | Clinton Road, Route | AT&T | Crown Castle | monopole | 143 | 150 |  | add 3 multi-band antennas to 6 GSM/UMTS antennas |  | 4G/LTE upgrade
| Killingworth | Clinton Road, Route | Verizon | Crown Castle | monopole | 128 | 150 |  | repalce 6 of 12 existing antennas with 3 new PCS and 3 new AWS antennas
| Killingworth | Clinton Road, Route | AT&T | Crown Castle | monopole | 143 | 150 |  | install 3 LTE antennas; add 3 RRHs
| Killingworth | Clinton Road, Route | Sprint | Crown Castle | monopole | 152 | 150 |  | replace 6 w 3x850/1900MHz &3x2500MHz antennas: add 12 RRU's
Petition No. 1242 | Killingworth | Route | Storer CT | Storer Cablevision of Clinton | guyed-lattice | 370 | 370 | 490 | 1-60' uhf ant | 25x40 | Replace existing tower
Petition No. 930 | Lebanon | Waterman Road | Verizon | Verizon | wood pole | 40 | 40 |  | attach 2 yagi antennas to existing wood pole |  | repeater site to provide coverage to 60-acre area on nursery
| Lebanon | Waterman Road | Verizon | Verizon | wood pole | 38.6 | 32.8 |  | 2100 MHz whip antennas |  | EFR 1133
Sub-petition No. 1133 | Lebanon | Waterman Road | Verizon | Verizon | wood pole | 36 | 33 |  | remove 2 yagi antennas top at 35.3' and install small cell canister antenna top at 37.8' on top of wood pole
Docket No. 257 | Lebanon | Exeter Road | AT&T | AT&T | monopole | 120 | 120 | 488 | up to 12 Allgon 7250.03 panel antennas | pad | equipment cabinets on concrete pad
| Lebanon | Exeter Road | Cingular | AT&T | monopole | 120 | 120 | 488 | remove 3 existing antennas; install 6 new antennas, 6 TMAs, 6 diplexers
Petition No. 964 | Lebanon | Exeter Road | Verizon | AT&T | monopole | 150 | 150 | 488 | install 12 antennas | 12x24 | p0964 - raise tower 30'
| Lebanon | Exeter Road | AT&T | AT&T | monopole | 120 | 150 | 488 | add 3 multi-band antennas to 6 GSM/UMTS antennas
| Lebanon | Exeter Road | Verizon | AT&T | monopole | 150 | 150 | 488 | install different 12 antennas that configuration approved under Petition 964
| Lebanon | Exeter Road | AT&T | AT&T | monopole | 120 | 150 | 488 | replace 6 antennas w 3 x 700/850/2100 MHz & 3 x 700/1900/2300 MHz antennas; replace 3 rrus & install 3 new rru's
| Lebanon | Gates Road | Verizon | GHT LLC | guyed-lattice | 120 | 120 |  | install 15 antennas | 12x30
| Lebanon | Gates Road | Verizon | GHT LLC | guyed-lattice | 120 | 120 |  | replace antennas with 3 700 MHz, 3 1900 MHz, 3 2100 MHz. add 6 RRHs | add 3 rrus
| Lebanon | Gates Road | SNET/SCLP | SNET/SCLP | self-support lattice | 131 | 120 | 650 | add 1-message alert antenna
| Lebanon | Gates Road | SNET/SCLP | SNET/SCLP | self-support lattice | 120 | 120 | 650 | 4 microwave dishes |  | replaced 2 towers with one 120' ssl
| Lebanon | Gates Road | OMNI | SNET/SCLP | self-support lattice | 99.5 | 120 | 650 | Add 6-5' panels |  | Remove unused micro dishes, share equip shelter
| Lebanon | Gates Road | SNET/Cingular | SNET/SCLP | self-support lattice | 129 | 120 | 650 | replace existing antennas with 9 CSS DUO4-8670, 6 tower mount amplifiers, 6 diplexers
| Lebanon | Gates Road | T-Mobile | SNET/SCLP | self-support lattice | 99.5 | 120 | 650 | E911 upgrade
| Lebanon | Gates Road | Cingular | SNET/SCLP | self-support lattice | 129 | 120 | 650 | remove 9 existing antennas and 6 TMAs; install 6 new antennas, 6 TMAs, 6 diplexers
| Lebanon | Gates Road | AT&T | SNET/SCLP | self-support lattice | 124 | 120 | 650 | add 3 multi-band antennas to 6 GSM/UMTS antennas |  | 4G/LTE upgrade
| Lebanon | Gates Road | AT&T | SNET/SCLP | self-support lattice | 123 | 120 | 650 | retain 3 GSM/UMTS antennas; remove 3 GSM/UMTS antennas and 3 LTE antennas; install 9 new LTE antennas
| Lebanon | Gates Road | AT&T | AT&T | self-support lattice | 121 | 124 | 650 | replace 3 ant w/ 3 700/1900/2100 MHz ant; add 3 RRHs
| Lebanon | Gates Road | AT&T | AT&T | self-support lattice | 121 | 124 | 650 | replace 6 ant w/ 3 1900/2100 MHz & 3 2300 MHz; replace 3 RRHs, add 6 RRHs
Petition No. 578 | Lebanon | Goshen Hill Road | AT&T | SBA | monopole | 130 | 156 |  | add 6 Allgon 7250.03 panel antennas |  | desgined as a flagpole with internally mounted antennas; equipment cabinets on concrete pad
| Lebanon | Goshen Hill Road | AT&T | SBA | monopole | 140 | 156 |  | install 3 new LTE antennas
Dockert No. 482 | Lebanon | Exeter Road | Verizon | Verizon | monopole | 140 | 150 | 506 | 12 panel antennas and 9 RRHs on a square platform | cabinets on 9'4" x 16' pad | town whip antennas to be installed at 150' | battery cabinet and propane generator | 35kw/5.5 days | shared with town
| Lebanon | Exeter Road | Verizon | Verizon | monopole | [5 empty] | Development and Management Plan
Docket No. 322 | Ledyard | Orchard Drive | T-Mobile | Optasite | monopole | 147 | 150 | 155 | nine antennas | pad
| Ledyard | Orchard Drive |  | SBA | monopole |  | 150 | 155 |  |  | Transfer of Certificate
| Ledyard | Orchard Drive | MetroPCS | SBA | monopole | 137 | 150 | 155 | install 6 antennas
| Ledyard | Orchard Drive | T-Mobile | SBA | monopole | 147 | 150 | 155 | replace 3 existing antennas with 3 new GSM/UMTS and 3 new LTE antennas |  | 4G/LTE upgrade
| Ledyard | Orchard Drive | Verizon | SBA | monopole | 127 | 150 | 155 | install 9 antennas and 9 RRHs | 12'x26'pad | Tower Share | diesel generator | 15 kW
| Ledyard | Orchard Drive | T-Mobile | SBA | monopole | 147 | 150 | 155 | install 3 x600/700 MHz antennas; add 3 rru's
Petition No. 50 | Ledyard | Vinegar Hill Road | Coastal Cable TV | DPS | self-support lattice | 110 | 180 | 335 | 1-8' dish
Petition No. 55 | Ledyard | Vinegar Hill Road | DOT | DPS | self-support lattice | 170 | 180 | 335 | , 4-22' uhf (2 at 150', 2 at 170, 1-8' dish
Petition No. 141 | Ledyard | Vinegar Hill Road | NECS | DPS | self-support lattice | 176 | 180 | 340 | 2-8', 1-4' dish
| Ledyard | Vinegar Hill Road | DOT, FBI | DPS | self-support lattice | 66-180 | 180 | 335 | 4-dish,1-dipole,6-whip | 15'x33' | Replace existing tower with new; total of 19 antennas at site
Petition No. 774 | Ledyard | Vinegar Hill Road | Cingular | DPS | self-support lattice | 196 | 199 | 335 | three flush-mounted antennas | 11x20 | install powermount to extend height of existing tower to 199'
Petition No. 774 | Ledyard | Vinegar Hill Road | T-Mobile | DPS | self-support lattice | 187 | 199 | 335 | three flush-mounted antennas | pad | install powermount to extend height of existing tower to 199'
| Ledyard | Vinegar Hill Road | AT&T | DPS | self-support lattice | 19 | 199 | 335 | add 3 multi-band antennas to 3 GSM/UMTS antennas |  | 4G/LTE upgrade
| Ledyard | Vinegar Hill Road | AT&T | DPS | self-support lattice | 196 | 199 | 335 | install new t-arm antenna mounts, install 3 700 MHz antennas; add 6 RRHs
| Ledyard | Long Cove Road | Verizon | SBA | monopole | 162 | 165 |  | install 12 multi-band antennas | 12x30
| Ledyard | colonel Ledyard Highway | AT&T | Mind Reader Research | guyed lattice | 173 | 347 |  | install 3 x 700/2300 MHz antennas & 6 x 700/850/1900/2100 MHzn antennas, add 18 RRU's | install 6'8"x6'8"x9' shelter on 8'x8' conc pad | sector frame antenna mount; DG has 105 gallon DW tank | diesel generator | 20kW | no
| Ledyard | A Colonel Ledyard Highway | Verizon | Red Wolf Broadcasting | guyed-lattice | 180 | 347 |  | 12-Decibel antennas | 12'x30'
| Ledyard | A Colonel Ledyard Highway | Marcus Communications | Red Wolf Broadcasting | guyed-lattice | 295 & 270 | 347 |  | 1 receive and 2 transmit whip antennas @ 295'; 1' microwave dish & 6' microwave dish @ 270' | 10x12
| Ledyard | A Colonel Ledyard Highway | SNET/Cingular | Red Wolf Broadcasting | guyed-lattice | 200 | 347 |  | 12 DUO4-8670 panel antennas, 6 ADC amplifiers, 1 LMU | 11.5x20
| Ledyard | A Colonel Ledyard Highway | Nextel | Red Wolf Broadcasting | guyed-lattice | 235 | 347 |  | 12 DB844H90 panel antennas | 12X20
| Ledyard | A Colonel Ledyard Highway | AT&T | Red Wolf Broadcasting | guyed-lattice | 190 | 347 |  | 6 Alllgon 7250.03 panel antennas |  | up to 4 equipment cabinets on concrete pad
| Ledyard | A Colonel Ledyard Highway | T-Mobile | Red Wolf Broadcasting | guyed-lattice | 180 | 347 |  | install 6 panel antennas | pad
| Ledyard | A Colonel Ledyard Highway | Cingular/AT&T | Red Wolf Broadcasting | guyed-lattice | 190 | 347 |  | remove all AT&T antennas and equipment
| Ledyard | A Colonel Ledyard Highway | Verizon | Red Wolf Broadcasting | guyed-lattice | 175 | 347 |  | replace 4 old cellular antennas with 4 new ones
| Ledyard | A Colonel Ledyard Highway | Cingular | Red Wolf Broadcasting | guyed-lattice | 200 | 347 |  | remove 3 antennas and 3 diplexers; install 3 new antennas and 6 diplexers
| Ledyard | A Colonel Ledyard Highway | AT&T | Red Wolf Broadcasting | guyed-lattice | 200 | 347 |  | remove 6 of 9 dual-band antennas; replace with 6 multi-band antennas |  | 4G/LTE upgrade
| Ledyard | A Colonel Ledyard Highway | Verizon | Red Wolf Broadcasting | guyed-lattice | 180 | 347 |  | replace 6 of 12 existing antennas with 3 PCS and 3 LTE antennas |  | 4G/LTE upgrade
| Ledyard | A Colonel Ledyard Highway | T-Mobile | Red Wolf Broadcasting | guyed-lattice | 185 | 347 |  | replace 3 existing antennas with 3 new GSM/UMTS and 3 new LTE antennas |  | 4G/LTE upgrade
| Ledyard | A Colonel Ledyard Highway | T-Mobile | Red Wolf Broadcasting | guyed-lattice | 185 | 347 |  | 6 existing antennas & 3 new LTE antennas, 3 RRUs |  | Replace existing sector frames with ne frames/stabilizer arms
| Ledyard | A Colonel Ledyard Highway | Verizon | Red Wolf Broadcasting | guyed-lattice | 180 | 347 |  | replace 12 ant. w/ 3 700 MHz, 3 850 MHz, 3 1900 MHz, and 3 2100 MHz & add 6 RRHs
| Ledyard | A Colonel Ledyard Highway | AT&T | Red Wolf Broadcasting | guyed-lattice | 200 | 347 |  | install 3 RRHs
| Ledyard | A Colonel Ledyard Highway | Sprint | Red Wolf Broadcasting | guyed-lattice | 225 | 347 |  | install 3 2500 MHz antennas; add 3 RRHs
| Ledyard | A Colonel Ledyard Highway | Sprint | Red Wolf Broadcasting | guyed-lattice | 244 | 347 |  | replace 6 existing w 3 x 850/1900 MHz & 3x2500MHz antennas
| Ledyard | A Colonel Ledyard Highway | T-Mobile | Red Wolf Broadcasting | guyed-lattice | 185 | 347 |  | replace 3 antennas w 3 x 600/700 MHz antennas
Docket No. 124 | Lisbon | - Mell Road | SNET Cellular | SNET Cellular | monopole | 187 | 187 | 270 | (4-6)- 12' whips, 1-15' whip | 12x26
| Lisbon | - Mell Road | SNET Cellular | SNET Cellular | monopole | [5 empty] | Transfer of Certificate from SNET to Springwich Cellular Limited Partnership
| Lisbon | - Mell Road | SNET/Cingular | SCLP | monopole | 187 | 187 | 270 | replace existing antennas with 9 DUO4-8670, 6 tower mount amplifiers, 1 LMU
| Lisbon | - Mell Road | Cingular | SCLP | monopole | 187 | 187 | 270 | remove 9 existing antennas, 6 TMAs, 3 diplexers; replace with 6 new antennas, 6 TMAs, 6 diplexers |  | UMTS upgrade
| Lisbon | - Mell Road | AT&T | American Tower | monopole | 180 | 187 | 270 | add 3 multi-band antennas to 6 GSM/UMTS antennas |  | 4G/LTE upgrade
| Lisbon | - Mell Road | (American Tower) | American Tower | monopole |  | 187 | 270 |  |  | American Tower to install diesel generator for back up power capability | diesel generator |  | shared
| Lisbon | - Mell Road | AT&T | American Tower | monopole | 184 | 187 | 270 | replace 3 antennas; install 3 RRHs
| Lisbon | - Mell Road | AT&T | American Tower | monopole | 184 | 187 | 270 | relocate 3 antennas; replace 6 antennas w 3x700/850/1900 MHz &3x700/850 MHz antennas; relocate 3 rrus, replace 3 rrus & add 3 rru's | upgrade equipment | replace antenna mount
| Lisbon | Mell Road | Omni | SBA Towers | monopole | 197.33 | 198 |  | 3-EMS RR90-17-02DP | cabinets | Nextel on tower @ 183', Sprint on @ 173'
| Lisbon | Mell Road | Verizon | SBA | monopole | 161 | 195 |  | 12-Decibel antennas; 1 GPS antenna | 12'x30' | 40 KW diesel fueled emergency stand-by generator; Nextel on tower @ 178', Sprint on @ 171', Omnipoint on @ 190' | diesel generator
| Lisbon | Mell Road | AT&T | SBA | monopole | 147.5 | 195 | 270 | 6 Allgon 7250.02 panel antennas | cabinets | Verizon on tower @ 157'
| Lisbon | Mell Road | T-Mobile | SBA | monopole | 197.33 | 195 | 270 | E911 upgrade
| Lisbon | Mell Road | T-Mobile | SBA | monopole | 195 | 195 | 270 | add 6 RR90-17-XXDP antennas to 3 existing for 9 total | pad | replace one equipment cabinet with three new ones
| Lisbon | Mell Road | Cingular/AT&T | SBA | monopole |  | 195 | 270 | remove all AT&T equipment
| Lisbon | Mell Road | MetroPCS | SBA | monopole | 145 | 195 | 270 | install 6 panel antennas
| Lisbon | Mell Road | Verizon | SBA | monopole | 160 | 195 | 270 | remove 12 existing antennas; install 6 cellular, 6 PCS, and 3 LTE antennas
| Lisbon | Mell Road | Sprint | SBA | monopole | 173 | 195 | 270 | replace 6 CDMA antennas with 3 dual-band antennas |  | 4G/LTE upgrade
| Lisbon | Mell Road | T-Mobile | SBA | monopole | 195 | 195 | 270 | replace 6 GSM antennas with 3 LTE and 3 UMTS antennas
| Lisbon | Mell Road | Verizon | SBA | monopole | 159 | 195 | 270 | replace 6 of 15 existing antennas with 3 new CDMA and 3 new AWS antennas
| Lisbon | Mell Road | T-Mobile | SBA | monopole | 195 | 195 | 270 | install 3 LTE antennas & 3 RRUs
| Lisbon | Mell Road | Verizon | SBA | monopole | 159 | 195 | 270 | replace 6 ant w/ 3 700/1900 MHz, 3 2100 MHz ant; replace 3 RRHs, add 3 RRHs
| Lisbon | Mell Road | Sprint | SBA | monopole | 173 | 195 | 270 | install 3 850/2500 MHz; add 6 RRHs
Petitioon No. 771 | Lisbon | River Road | Cingular | CL&P | utility pole | 105.5 | 108 | 108 | 12 antennas on t-arm mounts | 11x20 | replace existing 93' wood laminate pole with 108' wood laminate pole
Docket No. 258 | Litchfield | - Bantam Road | Sprint | Sprint | monopole | 150 | 150 | 830 | 12 panel antennas | pad
| Litchfield | - Bantam Road |  | Bay Communications | monopole |  | 150 | 830 |  |  | Transfer of Certificate
| Litchfield | - Bantam Road | Cingular | Bay Communications | monopole | 130 | 150 | 830 | 6 Kathrein QP14/17 panel antennas | 12x20 | also 12 TTAs behind antennas
| Litchfield | - Bantam Road | Verizon | Bay Communications | monopole | 140 | 150 | 830 | 12 DB950F85E-M panel antennas | 12x30
| Litchfield | - Bantam Road | Verizon | Bay Communications | monopole | 140 | 150 | 830 | replace 6 PCS antennas with 6 cellular antennas
| Litchfield | - Bantam Road |  | SBA Communications | monopole |  | 150 | 830 |  |  | Transfer of Certificate
| Litchfield | - Bantam Road | Sprint | SBA | monopole | 150 | 150 | 830 | replace 6 CDMA antennas with 3 dual-band antennas
| Litchfield | - Bantam Road | Verizon | SBA | monopole | 138 | 150 | 830 | replace 6 of 12 antennas with 3 PCS and 3 LTE antennas
| Litchfield | - Bantam Road | AT&T | SBA | monopole | 128.5 | 150 | 830 | add 3 multi-band antennas to 6 GSM/UMTS antennas |  | 4G/LTE upgrade
| Litchfield | - Bantam Road | Sprint | SBA | monopole | 147.5 | 150 | 830 | add 3 new CDMA/LTE antennas to 3 existing antennas
| Litchfield | - Bantam Road | T-Mobile | SBA | monopole | 115 | 150 | 830 | install 3 700 MHz, 3 1900/2100 MHz antennas & 9 RRHs | 4 cabinets | tower share. Install antennas on t-arms.
| Litchfield | - Bantam Road | Sprint | SBA | monopole | 149 | 150 | 830 | install 3 2500 MHz antennas; add 3 RRHs
| Litchfield | - Bantam Road | AT&T | SBA | monopole | 128.5 | 150 | 830 | replace 6 antennas with 3 x 850/1900 Mhz &3 x700/850/2100 MHz antennas
Docket No. 299 | Litchfield | Torrington Road | Sprint | Sprint | monopole | 127.5 | 140 | 1127 | 12 panel antennas | pad
Docket No. 299 | Litchfield | Torrington Road | Cingular | Sprint | monopole | 115 | 140 | 1127 | 6 panel antennas | 12x20
Docket No. 299 | Litchfield | Torrington Road | Verizon | Sprint | monopole | 138 | 140 | 1127 | 12 panel antennas | 12x30
| Litchfield | Torrington Road | T-Mobile | Sprint | monopole | 108 | 140 | 1127 | install 9 panel antennas | pad
| Litchfield | Torrington Road | Verizon | TowerCo | monopole | 138 | 140 | 1127 | replace 12 existing antennas with 6 cellular, 3 PCS, and 3 LTE antennas
| Litchfield | Torrington Road | AT&T | TowerCo | monopole | 118 | 140 | 1127 | add 3 multi-band antennas for LTE to 6 GSM/UMTS antennas |  | 4G/LTE upgrade
| Litchfield | Torrington Road | Sprint | TowerCo | monopole | 127 | 140 | 1127 | replace 3 existing CDMA antennas with 3 dual-band antennas |  | 4G/LTE upgrade
| Litchfield | Torrington Road | Sprint | TowerCo | monopole | 127 | 140 | 1127 | add 3 dual band antennas to 3 existing antennas
| Litchfield | Torrington Road | AT&T | TowerCo | monopole | 118 | 140 | 1127 | install 3 previously approved RRHs
| Litchfield | Torrington Road | T-Mobile | SBA | monopole | 108 | 140 | 1127 | install 3 LTE antennas, 3 bias tees
| Litchfield | Torrington Road | AT&T | SBA | monopole | 118 | 140 | 1127 | replace three existing remote radio units with three new remote radio units
| Litchfield | Torrington Road | AT&T | SBA | monopole | 118 | 140 | 1127 | replace 3 antennas w 3x2100MHz antennas &install 3x 700/850 MHz antennas
| Litchfield | Bantam Road | DPS | DPS | self-support lattice | 177 | 180 | 940 | 1-8' dish @ 177 | 15x25 | Troop L
| Litchfield | Bantam Road | DPS | DPS | self-support lattice | 120 | 180 | 940 | yagi |  | Troop L
| Litchfield | Bantam Road | AT&T | DPS | self-support lattice | 160 | 180 | 940 | 3 panels | 12x20 | Troop L
Docket No. 118 | Litchfield | Bantam Road | Omni | DPS | self-support lattice | 165 | 180 | 940 | 3-4' panels |  | Troop L
| Litchfield | Bantam Road | Sprint | DPS | self-support lattice | 170 | 180 | 940 | add 6 panel antennas |  | 10x20 equipment pad
| Litchfield | Bantam Road | T-Mobile | DPS | self-support lattice | 165 | 180 | 940 | E911 upgrade
| Litchfield | Bantam Road | Cingular | DPS | self-support lattice | 160 | 180 | 940 | install 6 panel antennas | 12x20
| Litchfield | Bantam Road | Verizon | DPS | self-support lattice | 150 | 180 | 940 | install 6 panel antennas
| Litchfield | Bantam Road | Verizon | DPS | self-support lattice | 142 | 180 | 940 | replace 6 cellular antennas with 6 new cellular antennas
| Litchfield | Bantam Road | AT&T | DPS | self-support lattice | 162 | 180 | 940 | add 3 multi-band antennas to 6 GSM/UMTS antennas |  | 4G/LTE upgrade
| Litchfield | Bantam Road | Sprint | DPS | self-support lattice | 172 | 180 | 940 | replace 6 CDMA antennas with 3 dual-band antennas |  | 4G/LTE upgrade
| Litchfield | Bantam Road | Verizon | DPS | self-support lattice |  | 180 |  |  |  | replace existing tower w/ stronger tower same height; move all existing antennas onto new tower
| Lyme | Grassy Hill Road | Nextel | AT&T Long Lines | self-support lattice | 118 | 100 | 360 | 3-whips, ASPd00950 |  | Share equipment building
| Lyme | Grassy Hill Road | Cingular | American Tower | self-support lattice | 90 | 100 | 360 | install 12 panel antennas | 11x22
| Lyme | Grassy Hill Road | Sprint/Nextel | American Tower | self-support lattice | 118 | 100 | 360 | add three panel antennas
| Lyme | Grassy Hill Road | Verizon | American Tower | self-support lattice | 82 | 100 | 360 | install 6 PCS and 6 cellular antennas | 12x30
| Lyme | Grassy Hill Road | Verizon | American Tower | self-support lattice | 82 | 100 | 360 | replace 6 of 12 existing antennas with 3 PCS and 3 LTE antennas
| Lyme | Grassy Hill Road | Sprint | American Tower | self-support lattice | 115 | 100 | 360 | replace 3 antennas w 3 x 2500 MHz and install 3 x 850/1900 MHz
Docket No. 381 | Lyme | Gungy Road | AT&T | AT&T | monopole | 177 | 180 | 259 | install six panel antennas | 12x20
| Lyme | Gungy Road | AT&T | AT&T | monopole | 177 | 180 | 259 | replace 3 of 9 GSM/UMTS antennas with 3 multi-band antennas |  | 4G/LTE upgrade
| Lyme | Gungy Road | AT&T | AT&T | monopole | 177 | 180 | 259 | replace 6 antennas w 3 x 700/850/2100 MHz & 3 x 700/850/1900 MHz antennas; replace 3 rrus & install 6 new rru's | upgrade equipment | replace antenna mount and relocate equipment
| Madison | New Road | Sprint | CL&P | guyed-lattice | 125 | 180 | 62 | 9-panel antennas |  | 8x11 foundation for equip.,Decibel DB980H90(E)-M
| Madison | New Road | Omni | CL&P | guyed-lattice | 162 | 180 | 62 | 3-56"x8"x2.75" panels
| Madison | New Road | Metricom | CL&P | guyed-lattice | 70 | 180 | 62 | 16 Larsen Panel antennae | cabinets
| Madison | New Road | T-Mobile | CL&P | guyed-lattice | 162 | 180 | 62 | E911 upgrade
| Madison | New Road | AT&T | CL&P | guyed-lattice | 77.5 | 180 | 62 | add 6 Allgon 7250.03 panel antennas |  | up to 4 equipment cabinets on concrete pad
| Madison | New Road | Cingular | CL&P | guyed-lattice | 77 | 180 | 62 | remove 3 existing antennas, install 3 new ones |  | install 6 tower mount amplifiers, remove 1 equipment cabinet and install new cabinet
| Madison | New Road | T-Mobile | CL&P | guyed-lattice | 159 | 180 | 62 | replace 3 existing antennas with 3 new quad pole antennas; replace 6 existing TMAs with 3 PCS and 3 AWS TMAs
| Madison | New Road | Sprint | CL&P | guyed-lattice |  | 180 | 62 |  |  | install 4 kW fuel cell for backup power | fuel cell backup
| Madison | New Road | AT&T | CL&P | guyed-lattice | 77 | 180 | 62 | add 3 new antennas to 3 existing antennas; remove 6 TMAs; install 6 RRHs
| Madison | New Road | Sprint | CL&P | guyed-lattice | 125 | 180 | 62 | replace 6 CDMA antennas with 3 dual-band antennas |  | 4G/LTE upgrade
| Madison | New Road | T-Mobile | CL&P | guyed-lattice | 159 | 180 | 62 | replace 3 existing GSM/UMTS antennas with 3 new LTE and 3 dual-band antennas
| Madison | New Road | T-Mobile | CL&P/Eversource | guyed-lattice | 159 | 180 | 62 | install 3 LTE antennas & 3 RRHs
| Madison | New Road | Verizon | Eversource | guyed-lattice | 95 | 180 | 62 | install 3 700, 3 850, 3 1900, and 3 2100 MHz antennas | 12x30 pad | EFR 1133 | propane generator
Docket No. 390 | Madison | Orchard Park Road | T-Mobile | T-Mobile | monopole | 100 | 100 | 20 | install 9 panel antennas | pad
| Madison | Orchard Park Road |  | Florida Tower Partners | monopole |  | 100 | 20 |  |  | Transfer of Certificate
| Madison | Orchard Park Road | AT&T | Florida Tower Partners | monopole | 90 | 100 | 20 | install 12 antennas - Tower Share revised for 12 different antennas 3/20/14 | 12x20
| Madison | Orchard Park Road | T-Mobile | Florida Tower Partners | monopole | 100 | 100 | 20 | replace 3 existing antennas with 9 new antennas
| Madison | Orchard Park Road | T-Mobile | Florida Tower Partners | monopole | 95 | 100 | 20 | add 3 new antennas to 6 existing antennas
| Madison | Orchard Park Road |  | American Towers LLC | monopole |  | 100 | 20 |  |  | Transfer of Certificate
| Madison | Orchard Park Road | Verizon | American Towers LLC | monopole | 76 | 100 | 20 | install 12 ant., 9 RRHs | 12x24 pad | Petition No. 1133 Verizon EFR subpetition | natural gas generator | 10 kW
| Madison | Orchard Park Road | T-Mobile | Florida Tower Partners | monopole | 95 | 100 | 20 | replace 3 antennas w 3 x 600/700 Mhz antennas & replace 3 rrus
Docket No. 333 | Madison | Cottage Road | T-Mobile | Light Tower | monopole | 117 | 130 | 27.5 | 12 antennas on platform | pad
Docket No. 333 | Madison | Cottage Road | Madison PD | Light Tower | monopole | 75 | 130 | 27.5 | 10' whip antenna
| Madison | Cottage Road |  | SBA | monopole |  | 130 | 27.5 |  |  | Transfer Certificate from Tower Ventures/National Grid/Lightower
| Madison | Cottage Road | AT&T | SBA | monopole | 127 | 130 | 27.5 | install 9 antennas, 6 TMAs, and 6 RRHs | 12x20
| Madison | Cottage Road | Verizon | SBA | monopole | 107 | 130 | 27.5 | install 12 panel antennas | 12x24 |  | diesel generator
| Madison | Cottage Road | T-Mobile | SBA | monopole | 117 | 130 | 27.5 | replace 6 existing antennas with 6 new 4G antennas |  | 4G/LTE upgrade
| Madison | Cottage Road | Verizon | SBA | monopole | 107 | 130 | 27.5 | replace 9 antennas with 3 700, 3 1900, and 3 2100 MHz antennas
| Madison | Cottage Road | AT&T | SBA | monopole | 127 | 130 | 27.5 | replace 3 ant w/ 3 700 MHz ant; replace 3 RRHs
| Madison | Cottage Road | Verizon | SBA | monopole | 107 | 130 | 27.5 | replace 9 ant w/ 3 700 MHz; 3 1900 MHz, 3 2100 MHz; add 9 RRHs
| Madison | Cottage Road | AT&T | SBA | monopole | 127 | 130 | 27.5 | replace 3 antennas w 3 x 700/2300 MHz antennas; add 5 rru's
| Madison | Cottage Road | AT&T | SBA | monopole | 127 | 130 | 27.5 | replace 3 antennas w 3x700/850/2100 MHz antennas; replace 6 RRUs | add equipment at ground level
Docket No. 290 | Madison | Durham Road | AT&T | AT&T | monopole | 120 | 120 | 342 | three flush-mounted panel antennas | pad
Docket No. 290 | Madison | Durham Road | Sprint | AT&T | monopole | 110 | 120 | 342 |  | pad
| Madison | Durham Road | Verizon | AT&T | monopole | 98 | 120 | 342 | 12 panel antennas | 12x30
| Madison | Durham Road | Sprint | AT&T | monopole |  | 120 | 342 |  |  | install 5 kw fuel cell for backup power | fuel cell backup
| Madison | Durham Road | Verizon | AT&T | monopole | 96 | 120 | 342 | replace 12 antennas with 6 cellular, 3 PCS, and 6 LTE antennas
| Madison | Durham Road | Sprint | AT&T | monopole | 108 | 120 | 342 | replace 6 CDMA antennas with 3 dual-band antennas |  | 4G/LTE upgrade
| Madison | Durham Road | AT&T | AT&T | monopole | 119 | 120 | 342 | add 3 multi-band antennas to 6 GSM/UMTS antennas |  | 4G/LTE upgrade
| Madison | Durham Road | Verizon | AT&T | monopole | 96 | 120 | 342 | replace 2 of 12 antennas with 2 new LTE antennas
| Madison | Durham Road | Verizon | AT&T | monopole | 117 | 120 | 342 | add 3 new 2100 MHz antennas to 12 existing antennas
| Madison | Durham Road | Sprint | Crown Castle | monopole | 106 | 120 | 342 | add 3 new CDMA/LTE antennas to 3 existing antennas
| Madison | Durham Road | Sprint | Crown Castle | monopole | 106 | 120 | 342 | install 3 2500 MHz antennas; add 3 RRHs
| Madison | Durham Road | Verizon | AT&T | monopole | 118 | 120 |  | replace 6 antennas w 3 x 700/1900/2100 MHz & 3 x 700/850/2300 MHz antennas; add 3 rru's
Docket No. 363 | Madison | Ridge Road | T-Mobile | Crown | monopole | 147 | 150 | 148 | install up to 9 antennas | pad
| Madison | Ridge Road | Cingular/AT&T | Crown | monopole | 140 | 150 | 148 | install 6 antennas | 12x20 | approved as part of D&M plan
| Madison | Ridge Road | Verizon | Crown Castle | monopole | 130 | 150 | 148 | install 12 panel antennas | 12x30
| Madison | Ridge Road | AT&T | Crown Castle | monopole | 140 | 150 | 148 | add 3 multi-band antennas to 6 GSM/UMTS antennas |  | 4G/LTE upgrade
| Madison | Ridge Road | Verizon | Crown Castle | monopole | 130 | 150 | 148 | replace 3 of 12 existing antennas with 3 new LTE antennas
| Madison | Ridge Road | Verizon | Crown Castle | monopole | 130 | 150 | 148 | add 3 AWS antennas to 12 existing antennas
| Madison | Ridge Road | T-Mobile | Crown Castle | monopole | 150 | 150 | 148 | replace 3 GSM antennas witn 3 LTE and 3 UMTS antennas
| Madison | Ridge Road | Verizon | Crown Castle | monopole | 130 | 150 | 148 | remove 3 antennas, install 3 700, 3 1900, 3 2100 MHz antennas
| Madison | Ridge Road | T-Mobile | Crown Castle | monopole | 150 | 150 | 148 | install 3 700 MHz & 3 RRHs
| Madison | Ridge Road | AT&T | Crown Castle | monopole | 140 | 150 | 148 | replace 3 antennas w/ 3 700/1900 MHz antennas; add 3 RRHs
| Madison | Old Route | BAM | American Tower | monopole | 140 | 150 |  | 12-Allgon 7129.16 panel antennas | 27x27 | Share equip. bldg with SCLP, 10x16 building for generator, 1-GPS | generator
| Madison | Old Route | SCLP | American Tower | monopole | 130 | 150 |  | 12-Allgon 7120.16 panel antennas | 27x27 | Share equip. bldg with BAM
| Madison | Old Route | VoiceStream | American Tower | monopole | 120 | 150 |  | 2-Allgon 7250.02, 4-EMS RR90-17-02DP | cabinets
| Madison | Old Route | AT&T | American Tower | monopole | 110 | 150 |  | 12 panel | cabinet
| Madison | Old Route | SNET/Cingular | American Tower | monopole | 130 | 150 |  | replace existing antennas with 9 CSS DUO4-8670, 6 tower mount amplifiers, 1 LMU
| Madison | Old Route | T-Mobile | American Tower | monopole | 120 | 150 |  | E911 upgrade
| Madison | Old Route | Sprint | American Tower | monopole | 96 | 150 |  | install 9 panel antennas | pad
| Madison | Old Route | Verizon | American Tower | monopole | 140 | 150 |  | remove existing antennas and replace with 9 cellular and 6 PCS antennas
| Madison | Old Route | Cingular | American Tower | monopole | 132 | 150 |  | remove 9 existing antennas, install 6 new antennas |  | removed 3 existing diplexers and add 6 new diplexers
| Madison | Old Route | Verizon | American Tower | monopole | 140 | 150 |  | replace 4 existing antennas with 4 new ones |  | removed 3 existing diplexers and add 6 new diplexers
| Madison | Old Route | Pocket (now MetroPCS) | American Tower | monopole | 86 | 150 |  | flush mount 3 antennas
| Madison | Old Route | T-Mobile | American Tower | monopole | 120 | 150 |  | remove 3 existing antennas and replace with 4 new antennas |  | UMTS upgrade
| Madison | Old Route | AT&T | American Tower | monopole | 132 | 150 |  | add 3 antennas to 6 existing antennas
| Madison | Old Route | Verizon | American Tower | monopole | 140 | 150 |  | replace 8 of 12 existing antennas with 2 new cellular, 3 new PCS, and 3 new LTE antennas
| Madison | Old Route | Sprint | American Tower | monopole | 96.3 | 150 |  | replace 6 CDMA antennas with 3 dual-band antennas |  | 4G/LTE upgrade
| Madison | Old Route | T-Mobile | American Tower | monopole | 120 | 150 |  | replace 4 existing antennas with 8 new UMTS/LTE antennas
| Madison | Old Route | Sprint | American Tower | monopole | 97.5 | 150 |  | add 3 new CDMA/LTE antennas to 3 existing antennas
| Madison | Old Route | Verizon | American Tower | monopole | 140 | 148 |  | replace 12 antennas w/ 3 700 MHz LTE, 3 850 MHz CDMA, 3 1900 MHz CDMA, 3 2100 MHz LTE + 3 RRHs
| Madison | Old Route | AT&T | American Tower | monopole | 132 | 150 |  | replace 4 ant w/ 4 700 MHz ant; replace 3 RRHs
| Madison | Old Route | Verizon | American Tower | monopole | 140 | 150 |  | remove 3 antennas and install 6 700/850/1900/2100 MHz antennas on side-by-side mounts; install 6 RRHs
| Madison | Old Route | AT&T | American Tower | monopole | 132 | 150 |  | replace 3 antennas w 3 x 850/700/2300 MHz antennas; add 3 x rru's
| Madison | Opening Hill Road | SNET/SCLP | Madison, Town of | self-support lattice | 140 | 150 | 308 | add 2-6' omni | 12x15
| Madison | Opening Hill Road | BAM | Madison, Town of | self-support lattice | 110 | 180 | 308 | 12-panel | 12x40
| Madison | Opening Hill Road | Nextel | Madison, Town of | self-support lattice | 160 | 180 | 308 | 9-panels | 10x20
| Madison | Opening Hill Road | Nextel | Madison, Town of | self-support lattice | 160 | 180 | 308 | 12-DB844H90N-XY |  | 1-GPS at 75 ft, Antennas 46"x6"x8.5"
| Madison | Opening Hill Road | SCLP | Madison, Town of | self-support lattice | 140 | 180 | 308 | 12-Allgon7120.16 panels |  | Replace whips with panels, Tower replaced by town
| Madison | Opening Hill Road | Sprint | Madison, Town of | self-support lattice | 150 | 180 | 308 | 9-DB98OH90(E)-M panels | cabinets | 1-GPS at 75 ft, Anternnas 60"x6.1"x2.8"
| Madison | Opening Hill Road | VoiceStream | North Madison Vol. Fire Dept. | self-support lattice | 130 | 180 | 308 | 12-EMS dual-pol antennas | cabinet
| Madison | Opening Hill Road | AT&T | Madison, Town of | self-support lattice | 120 | 180 | 308 | add 6 Allgon 7250.03 panel antennas |  | up to 4 equipment cabinets on concrete pad
| Madison | Opening Hill Road | Cingular | Madison, Town of | self-support lattice | 139 | 180 | 308 | replace existing with 9 CSS DUO1417-8686-4-0, 6 tower mount amplifiers
| Madison | Opening Hill Road | T-Mobile | Madison, Town of | self-support lattice | 130 | 180 | 308 | E911 upgrade
| Madison | Opening Hill Road | Verizon | Madison, Town of | self-support lattice | 170 | 180 | 308 | replace 6 cellular antennas with 6 PCS antennas
| Madison | Opening Hill Road | AT&T | Madison, Town of | self-support lattice | 120 | 180 | 308 | remove AT&T antennas
| Madison | Opening Hill Road | Verizon | Madison, Town of | self-support lattice | 170 | 180 | 308 | replace 2 old cellular antennas with 2 new ones |  | 2 tower mounted amplifiers
| Madison | Opening Hill Road | Cingular | Madison, Town of | self-support lattice | 140 | 180 | 308 | remove 9 existing antennas and 9 TMAs; install 6 new antennas, 6 TMAs, 6 diplexers
| Madison | Opening Hill Road | Verizon | Unison Site Management | self-support lattice | 170 | 180 | 308 | replace 10 of 12 existing antennas with 4 cellular, 3 PCS, and 3 LTE antennas
| Madison | Opening Hill Road | Sprint | Cell Tower Lease Acquisition | self-support lattice | 150 | 180 | 308 | replace 6 CDMA antennas with 3 dual-band antennas |  | 4G/LTE upgrade
| Madison | Opening Hill Road | AT&T | Global Tower Partners | self-support lattice | 139 | 180 | 308 | add 3 multi-band antennas to 6 GSM/UMTS antennas |  | 4G/LTE upgrade
| Madison | Opening Hill Road | Sprint | North Madison Vol. Fire Dept. | self-support lattice | 150 | 180 | 308 | replace 6 CDMA antennas with 3 CDMA/LTE antennas |  | 4G/LTE upgrade
| Madison | Opening Hill Road | Verizon | American Tower | self-support lattice | 170 | 180 | 308 | replace 9 ant. w/ 3 1900 MHz, 3 2100 MHz, 3 850 MHz
| Madison | Opening Hill Road | T-Mobile | American Tower | self-support lattice | 130 | 180 | 308 | install 3 LTE ant.
| Madison | Opening Hill Road | Verizon | American Tower | self-support lattice | 170 | 180 | 308 | replace 9 ant w/ 3 850 MHz, 3 700/1900 MHz, 3 2100 MHz ant; add 9 RRHS
| Madison | Opening Hill Road | Sprint | American Tower | self-support lattice | 150 | 180 | 308 | install 3 2500 MHz antennas; add 3 RRHs
| Madison | Opening Hill Road | AT&T | American Tower | self-support lattice | 140 | 180 | 308 | replace 6 antrnnas w 3 x 700/850/2100 MHz & 3 x 1900 MHz antennas; add 3 rru's
| Madison | Opening Hill Road | T-Mobile | American Tower | self-support lattice | 130 | 180 | 308 | replace 3 antennas w 3 x 600/700/1900/2100 MHz antennas, add 3 rru's |  | relocate 3 antennas, replace T-arms w Sector frame
Petition No. 693 | Manchester | Olcott Street | Cingular | CL&P | utility pole | 165 | 155 | 92 | six CSS XDUO 1416-80 panel antennas, 12 dual-band TTAs | 12x20 | antennas on mast added to 155' tower
| Manchester | Olcott Street | AT&T | CL&P | utility pole | 165 | 155 | 92 | replace 6 GSM/UMTS antennas with 9 multi-band antennas |  | 4G/LTE upgrade
Petition No. 1044 | Manchester | Olcott Street | MetroPCS | CL&P | utility pole | 144.7 | 155 | 92 | install 6 panel antennas | steel frame
| Manchester | Olcott Street | AT&T | Eversource | utility pole | 165 | 144 | 92 | replace 3 antennas w/ 3 700/1900 MHz antennas; add 6 RRHs
| Manchester | Spencer Street | AT&T Wireless | VoiceStream | monopole | 99 | 125 |  | 3 panel antennas | cabinets | designed as a flagpole with antennas mounted internally; VoiceStream on @ 109'
| Manchester | Spencer Street | AT&T Wireless | VoiceStream | monopole | 99 | 125 |  | replace 3 antennas in kind for GSM capability |  | add one cabinet
| Manchester | Spencer Street | T-Mobile | VoiceStream | monopole | 119 | 125 |  | add 3 EMS RR90-17-02DP antennas | pad | 2 new Nortel S8000 cabinets
| Manchester | Spencer Street | Cingular | VoiceStream | monopole | 98 | 125 |  | replace 3 existing antennas with 3 new ones |  | add 6 tower mount amplifiers
| Manchester | Spencer Street | T-Mobile | VoiceStream | monopole | 117 | 125 |  | replace 3 existing antennas with 3 new ones |  | UMTS upgrade
| Manchester | Spencer Street | AT&T | T-Mobile | monopole | 98 | 125 |  | replace 3 GSM/UMTS antennas with 3 multi-band antennas |  | 4G/LTE upgrade
| Manchester | Spencer Street | AT&T | Crown Castle | monopole |  | 125 |  |  |  | modify ground equipment and replace an equipment cabinet with a rack that would support 3 RRHs
| Manchester | Spencer Street | AT&T | Crown Castle | monopole | 102 | 125 |  | remove 3 antennas at 98ft level & install 3 x 700/850/1900/2300 MHz antennas; add 3 rru's
| Manchester | Middle Turnpike East | Sprint | Town of Manchester | monopole | 153 | 190 |  | add 12 panel antennas |  | tower will replace existing police dept tower; town antennas on tower
| Manchester | Middle Turnpike East | AT&T | Town of Manchester | monopole | 143 | 190 |  | add 6 Allgon 7250.03 panel antennas | pad | up to four equipment cabinets on concrete pad
| Manchester | Middle Turnpike East | T-Mobile | Town of Manchester | monopole | 163 | 190 |  | add 9 EMS Dp065-19-DPQ antennas | pad
| Manchester | Middle Turnpike East | Nextel | Town of Manchester | monopole | 123 | 190 |  | install 12 antennas | 12x20
| Manchester | Middle Turnpike East | Sprint | Town of Manchester | monopole | 153 | 190 |  | replace six existing antennas | pad
| Manchester | Middle Turnpike East | Cingular | Town of Manchester | monopole | 144 | 190 |  | remove 3 existing antennas, install 3 new ones |  | install 6 tower mount amplifiers, remove 1 equipment cabinet and install new cabinet
| Manchester | Middle Turnpike East | Cingular | Town of Manchester | monopole |  | 190 |  |  |  | extend equipment pad
| Manchester | Middle Turnpike East | Verizon | Town of Manchester | monopole | 113 | 190 |  | install 6 PCS and 6 cellular antennas
| Manchester | Middle Turnpike East | T-Mobile | Town of Manchester | monopole | 163 | 190 |  | replace 6 existing antennas and TMAs with 6 new antennas and TMAs |  | UMTS upgrade
| Manchester | Middle Turnpike East | Pocket (now MetroPCS) | Town of Manchester | monopole | 174 | 190 |  | flush mount 3 antennas
| Manchester | Middle Turnpike East | Clearwire | Town of Manchester | monopole | 153 | 190 |  | install 3 WiMAX antennas at 153' and 3 microwaves dishes at 149'
| Manchester | Middle Turnpike East | AT&T | Town of Manchester | monopole | 143 | 190 |  | add 3 LTE antennas to 3 existing GSM/UMTS antennas
| Manchester | Middle Turnpike East | T-Mobile | Town of Manchester | monopole | 163 | 190 |  | replace 6 existing antennas with 6 new antennas
| Manchester | Middle Turnpike East | Sprint | Town of Manchester | monopole | 153 | 190 |  | replace 6 CDMA antennas with 3 dual-band antennas |  | 4G/LTE upgrade
| Manchester | Middle Turnpike East | MetroPCS | Town of Manchester | monopole |  | 190 |  |  |  | replace radio cabinet for LTE upgrade
| Manchester | Middle Turnpike East | Verizon | Town of Manchester | monopole | 113 | 190 |  | install 12 antennas | 12x30 |  | natural gas generator | unlimited
| Manchester | Middle Turnpike East | AT&T | Town of Manchester | monopole | 143 | 190 |  | 3 existing 850/1900 MHz, 2 new 700/2300 MHz, 3 new 700/1900 MHz
| Manchester | Middle Turnpike East | T-Mobile | Town of Manchester PD | monopole | 163 | 183 |  | replace 3 antennas with 3 700 MHz antennas
| Manchester | Middle Turnpike East | T-Mobile | Town of Manchester PD | monopole | 163 | 183 |  | replace 3 antennas with 3 700 MHz antennas - likely duplicate filing
| Manchester | Middle Turnpike East | T-Mobile | Town of Manchester | monopole | 163 | 184 |  | replace 3 ant w/ 3 1900 MHz
| Manchester | Middle Turnpike East | AT&T | Town of Manchester | monopole | 143 | 183 |  | install 3 2300 MHz antennas; add 3 RRHs
| Manchester | Middle Turnpike East | Sprint | Town of Manchester | monopole | 154 | 184 |  | install 3 2500 MHz antennas; add 3 RRHs
| Manchester | Middle Turnpike East | T-Mobile | Town of Manchester | monopole | 163 | 184 |  | install 1x MW dishh; replace 6 existing w 3x600/700MHz & 3x1900/2100MHz antennas
| Manchester | Middle Turnpike East | AT&T | Town of Manchester | monopole | 143 | 184 |  | install 3 x 850/2100 MHz antennas; add 6 RRHs
| Manchester | Middle Turnpike East | AT&T | Town of Manchester | monopole | 146 | 184 |  | replace 3 antennas w 3 x 700/2100 MHz antennas; replace 3 rrus; install 9 rrus
| Manchester | Middle Turnpike East | Verizon | Town of Manchester | monopole | 113 | 184 |  | replace 6 antennas w 3 x 700/1900 MHz & 3 x 700/850/2100 MHz antennas; remove 3 rrus & replace 6 rrus
| Manchester | Olcott Street | Sprint | CL&P/NU | self-support lattice | 120 | 200 |  | 9-Algon 7148.05, 1-GPS |  | Gps at 60'
| Manchester | Olcott Street | Sprint | CL&P/NU | self-support lattice | 125 | 200 |  | replace 6 CDMA antennas with 3 dual-band antennas |  | 4G/LTE upgrade
Petition No. 1346 | Manchester | Olcott Street | CL&P/Eversource | CL&P/NU | self-support lattice |  | 180 |  | relocate existing antennas to new tower; Sprint to file for new colocation | 69' x 94' fenced compound | proposed replacement & relocation of existing tower with a new one 435 feet away to the west and relocation of appurtenances
| Manchester | Olcott Street | Sprint | CL&P/NU | self-support lattice | 135 | 180 |  | install 3 x800/1900 MHz & 3 x 2500 MHz antennas ; add 9 rru's on v-sector frame | install 1 x cabinet; 1x ppc on a 12'x20' conc. Pad | install ice bridge; sprint required separate submission
Docket No. 129 | Manchester | Center Street | BAM | BAM | monopole | 113 | 115 | 196 | 2-15' whips, 6-11.5' whips | 20x40
| Manchester | Center Street | BAM | BAM | monopole | 113 | 115 | 196 | 15-ALP-9212 |  | replace existing antenna w/ 15 panel type
| Manchester | Center Street | BAM | [7 empty] | Transfer of Certificate from BAM to Crown Atlantic Company LLC
| Manchester | Center Street | XM Satellite | Crown Media | monopole | 125(ant);30(dish) | 128 |  | 1 Til-Tek omnidirectional | 10'x12' | 25.25" dish on tower
| Manchester | Center Street | Verizon | Crown Media | monopole | 113 | 128 |  | replace existing antennas with 8 RWB-80015/90LS and 4 RWA-8007/LS panel antennas | 10'x12'
| Manchester | Center Street | Verizon | Crown Media | monopole | 116 | 128 |  | replace 6 cellular antennas with 6 PCS antennas
| Manchester | Center Street | Verizon | Crown Media | monopole | 115 | 128 |  | add 3 700 MHz antennas to existing array
| Manchester | Center Street | Clearwire | Crown Media | monopole | 110 | 128 |  | install 3 WiMAX antennas and 3 microwave dishes
| Manchester | Center Street | Verizon | Crown Media | monopole | 115 | 128 |  | replace 6 of 15 existing antennas with 3 new PCS and 3 new LTE antennas
| Manchester | Center Street | Verizon | Crown Media | monopole | 116 | 128 |  | replace 5 of 15 existing antennas with 3 PCS and 2 AWS antennas
| Manchester | Center Street | Verizon | Crown Media | monopole | 115 | 115 |  | replace 9 existing antennas w/ 3 700 MHz, 3 1900 MHz, 3 2100 MHz & 6 RRHs
| Manchester | Center Street | EyeTower | Crown Media | monopole | 91; 89; 84 | 115 |  | install 5 receive-only yagi-type ant. | 9x9
| Manchester | Center Street | Verizon | Crown Castle | monopole | 115 | 115 |  | replace 6 ant w/ 3 700/1900 MHz ant & 3 2100 MHz ant; replace 3 RRHs
| Manchester | Center Street | Verizon | Crown Castle | monopole | 115 | 115 |  | replace 6 antennas with 3 x 700 MHz & 3 x 2100 MHz antennas
| Manchester | Center Street | Verizon | Crown Castle | monopole | 115 | 115 |  | replace 6 antennas w 3x700/850/1900 MHz & 3 x 700/850/2100 MHz antennas; replace 6 rrus
| Manchester | Mitchell Drive | Verizon | Marcus Communications | self-support lattice | 100 | 170 | 229 | install 12 antennas and 9 RRHs | platform w/ canopy | tower share; town-approved facility | propane generator | 25 kW
| Manchester | Mitchell Drive | T-Mobile | Marcus Communications | self-support lattice | 140 | 170 | 229 | install 4 x 600/700 MHz & 1 x 10GHz antennas; and 4 RRHs | 3 cabinets | tower share; town-approved facility | diesel generator | 15kw
| Manchester | Mitchell Drive | Verizon | Marcus Communications | self-support lattice | 100 | 170 | 229 |  |  | Amend location of previously approved equipment area from north to west of tower as requested by landlord
Petition No. 298 | Manchester | East Center Street | SCLP | SNET Office Building | rooftop | 60 | 65 |  | 9-2'x3.5' panels |  | Existing 90' mono behind bldg, add 30 ' support pole to bldg
| Manchester | East Center Street | SNET/Cingular | SNET Office Building | rooftop | 65 | 65 |  | replace existing antennas with 9 CSS DUO4-8670, 6 tower mount amplifiers, 3 diplexers
| Manchester | East Center Street | Cingular | SNET Office Building | rooftop | 60 | 65 |  | replace 3 panel antennas |  | install 3 diplexers
| Manchester | East Center Street | AT&T | SNET Office Building | rooftop | 61.5 | 65 |  | replace 6 existing GSM antennas (of a total of 9) with 3 new GSM and 3 new LTE antennas
| Manchester | East Center Street | AT&T | Frontier Communications | rooftop | 63 | 65 |  | replace 3 ant w/ 3 1900/2300 MHz antennas; add 3 RRHS
| Manchester | Slater Street | VoiceStream | Sprint | monopole | 133 | 155 |  | 12 panel antennae | Cabinets
| Manchester | Slater Street | AT&T | Sprint Sites | monopole | 145 | 155 |  | 6 panel antennas, Allgon 7250.02 | pad | 2 equipment cabinets, expand fenced compound
| Manchester | Slater Street | Nextel | Sprint Sites | monopole | 123 | 155 |  | 12 panel antennas | 12x20 | fenced compound expanded by 1000 sq. ft.
| Manchester | Slater Street | T-Mobile | Sprint | monopole | 133 | 155 |  | E911 upgrade
| Manchester | Slater Street | Verizon | Sprint | monopole | 113 | 155 |  | add 12 DB844H80 panel antennas | 12x30 | expand compound fence 670 sq. ft. for equipment shelter
| Manchester | Slater Street | Cingular | Sprint | monopole | 145 | 155 |  | replace 3 existing antennas with 3 new ones |  | add 6 tower mount amplifiers; install pad with 2 equipment cabinets
| Manchester | Slater Street | Pocket (now MetroPCS) | Sprint | monopole | 103 | 155 |  | flush mount 3 antennas
| Manchester | Slater Street | T-Mobile | Sprint | monopole | 133 | 155 |  | replace 6 existing antennas and 3 TMAs with 6 new antennas and 6 TMAs |  | UMTS upgrade
| Manchester | Slater Street | Cingular | Sprint | monopole |  | 155 |  |  |  | install new RxAIT equipment cabinet
| Manchester | Slater Street | Verizon | Sprint | monopole | 113 | 155 |  | replace 6 PCS antennas with 3 new PCS and 3 700 MHz antennas |  | add 6 coax cable diplexers - appvd 6/4/10
| Manchester | Slater Street | Clearwire | Sprint | monopole | 155 | 155 |  | install 3 WiMAX antennas and 3 microwave dishes
| Manchester | Slater Street | AT&T | Crown Castle | monopole | 145 | 155 |  | add 3 LTE antennas to 3 existing GSM/UMTS antennas
| Manchester | Slater Street | T-Mobile | Crown Castle | monopole | 133 | 155 |  | replace 6 antennas with 3 GSM/UMTS quad pole antennas and 3 LTE quad pole antennas
| Manchester | Slater Street | MetroPCS | Crown Castle | monopole |  | 155 |  |  |  | replace radio cabinet for LTE upgrade
| Manchester | Slater Street | Sprint | Crown Castle | monopole | 155 | 155 |  | replace 6 CDMA antennas with 3 dual-band antennas |  | 4G/LTE upgrade
| Manchester | Slater Street | Verizon | Crown Castle | monopole | 113 | 155 |  | replace 6 of 12 existing antennas with 3 new cellular and 3 new AWS antennas
| Manchester | Slater Street | Sprint | Crown Castle | monopole | 155 | 155 |  | install 3 new LTE antennas
| Manchester | Slater Street | AT&T | Crown Castle | monopole | 145 | 155 |  | replace 3 GSM and 3 UMTS antennas with 9 LTE and 3 new UMTS antennas
| Manchester | Slater Street | Verizon | Crown Castle | monopole | 113 | 155 |  | replace 6 ant. w/ 3 1900 MHz, 3 2100 MHz; replace 6 RRHs & add 3 RRHs |  | one cable outside monopole
| Manchester | Slater Street | T-Mobile | Crown Castle | monopole | 133 | 155 |  | replace 3 antennas with 3 700 MHz antennas |  | remove all @ 78' and 103'
| Manchester | Slater Street | AT&T | Crown Castle | monopole | 145 | 155 |  | install 3 2300 MHz antennas
| Manchester | Slater Street | AT&T | Crown Castle | monopole | 145 | 155 |  | replace 3 ant w/ 3 700/1900/2300 MHz ant; replace 3 RRHs
| Manchester | Slater Street | AT&T | Crown Castle | monopole | 145 | 155 |  | replace 3 RRHs, add three RRHs
| Manchester | Slater Street | T-Mobile | Crown Castle | monopole | 133 | 155 |  | replace 3 ant w 3 1900/2100 MHz antennas
| Manchester | Slater Street | AT&T | Crown Castle | monopole | 145 | 155 |  | replace 3 antennas w/ 3 700 MHz antennas; add 3 RRHs
| Manchester | Slater Street | T-Mobile | Crown Castle | monopole | 133 | 155 |  | replace 3 antennas w 3 x 600/700 MHz antennas & install 3 x 1900/2100MHz antennas |  | new platform mount and handrail kit; replace 3 rru's
| Manchester | Slater Street | AT&T | Crown Castle | monopole | 145 | 155 |  | install 3 x 700/850/2100 MHz antennas; remove 3 rru's
Petition No. 633 | Manchester | Hillstown Road | AT&T | AT&T | wood pole | 67 | 70 | 183 | 3 Allgon 7250.03 panel antennas | pad | wooden laminate pole to replace existing 22.5' wooden distribution pole
Petition No. 776 | Manchester | Hillstown Road | T-Mobile | AT&T | wood pole | 77 | 80 | 183 | three bracket mounted antennas | pad | add 10' extension to existing 70' wood laminate utility pole
| Manchester | Hillstown Road | Cingular | AT&T | wood pole | 67 | 80 | 183 | remove 3 existing antennas, install 3 new ones
| Manchester | Hillstown Road | Cingular | AT&T | wood pole |  | 80 | 183 |  |  | extend equipment pad
| Manchester | Hillstown Road | AT&T | AT&T | wood pole | 60 | 80 | 183 | flush mount 3 antennas
| Manchester | Hillstown Road | Pocket (now MetroPCS) | AT&T | wood pole | 60 | 80 | 183 | flush mount 3 antennas
| Manchester | Hillstown Road | AT&T | AT&T | wood pole | 70 | 80 | 183 | add 3 LTE antennas to 3 GSM/UMTS antennas
Petition No. 713 | Manchester | Keeney Street | Sprint | CL&P | utility pole | 120 | 120 | 398 | 3 flush mounted panel antennas | pad | replace existing 80' wood electric transmission structure with 120' wood laminate structure
| Manchester | Keeney Street | Sprint | CL&P | utility pole | 116 | 120 | 398 | replace 3 CDMA antennas with 3 dual-band antennas |  | 4G/LTE upgrade
| Manchester | Keeney Street | Sprint | CL&P | utility pole | 116 | 120 | 398 | replace 3 antennas w 3 x 800/1900/2500 MHz antennas | install 3 rru's
| Manchester | Adams Street | Pagenet | William B. Thornton | monopole | 140 | 140 |  | 3-96" antennas, 1-53' antenna |  | move antennas from old tower to relacement tower
| Manchester | Adams Street | BAM | William B. Thornton | monopole | 90 | 140 |  | 12-43" ALP-E 9011 DIN | 12x26 | Replace existing 170' ssl with new 140' m
| Manchester | Adams Street | SCLP | William B. Thornton | monopole | 125 | 140 |  | 12-52" ALP 110 11 | 12x26 | Replace tower, share 80 kw generator and 1,000 gallon tank
| Manchester | Adams Street | Sprint | William B. Thornton | monopole | 115 | 140 |  | 9 Decibel DB 980H65E-M panels | cabinets | place 1 GPS on cabinets at 16 ft agl
| Manchester | Adams Street | Nextel | William B. Thornton | monopole | 100 | 140 |  | 12-panel antennas | 10x20 | Replace Nextel facility at 46 Adams St. (Never Constructed)
| Manchester | Adams Street | Cingular | William B. Thornton | monopole | 125 | 140 |  | replace existing with 9 CSS DUO1417-8686-4-0, 6 tower mount amplifiers, 3 duplexers
| Manchester | Adams Street | Verizon | William B. Thornton | monopole | 90 | 140 |  | replace 6 existing cellular antennas with 6 new PCS antennas
| Manchester | Adams Street | Cingular | William B. Thornton | monopole | 127 | 140 |  | remove 3 existing antennas, install 3 new ones |  | install 3 diplexers
| Manchester | Adams Street | Verizon | William B. Thornton | monopole | 90 | 140 |  | replace 6 existing PCS antennas with 3 new PCS and 3 700 MHz antennas
| Manchester | Adams Street | Clearwire | William B. Thornton | monopole | 115 | 140 |  | install 3 WiMAX antennas and 2 microwave dishes
| Manchester | Adams Street | AT&T | Pom-Pom Gali | monopole | 125 | 140 |  | replace 6 of 9 existing antennas with 6 new antennas and 6 TMAs
| Manchester | Adams Street | Verizon | Pom-Pom Gali | monopole | 90 | 140 |  | replace 6 of 12 existing antennas with 6 new cellular antennas
| Manchester | Adams Street | Verizon | Pom-Pom Gali | monopole | 90 | 140 |  | replace 6 of 12 existing antennas with 3 new cellular antennas and 3 new AWS antennas
| Manchester | Adams Street | Sprint | Pom-Pom Gali | monopole | 115 | 140 |  | replace 6 CDMA antennas with 3 dual-band antennas |  | 4G/LTE upgrade
| Manchester | Adams Street | AT&T | Pom-Pom Gali | monopole |  | 140 |  |  |  | install 50 kW diesel generator for backup power | diesel generator
| Manchester | Adams Street | Sprint | Pom-Pom Gali | monopole | 115 | 140 |  | add 3 new dual band antennas to 3 existing ones
| Manchester | Adams Street | Verizon | SBA | monopole | 90 | 140 |  | replace 6 antennas with 3 700/2100 MHz and 3 1900 MHz antennas. Remove 3 RRHs, install 6 RRHs
| Manchester | Adams Street | AT&T | SBA | monopole | 125 | 140 |  | replace 3 antennas with 3 850/2300 MHz antennas
| Manchester | Adams Street | AT&T | SBA | monopole | 125 | 140 |  | replace 3 antennas w/ 3 700/1900 MHz antennas; add 3 RRHs
| Manchester | Adams Street | T-Mobile | SBA | monopole | 135 | 140 |  | install 3 700 MHz, 3 1900/2100 MHz, 3 2100 MHz antennas & 9 RRHs | 3 cabinets | tower share | propane generator | 7.5 kW
| Manchester | Adams Street | AT&T | SBA | monopole | 125 | 140 |  | install 3x700/2100 MHz antennas; add 6 RRH
| Manchester | Adams Street | T-Mobile | SBA | monopole | 135 | 140 |  | replace 3 antennas w 3 x 600/700 MHz antennas ; replace 3 rru's
Docket No. 339 | Manchester | Hilliard Street | T-Mobile | Optasite | monopole | 147 | 150 | 94 | three flush-mounted panel antennas | 5x10
| Manchester | Hilliard Street |  | SBA | monopole |  | 150 | 94 |  |  | Transfer of Certificate from Optasite
| Manchester | Hilliard Street | T-Mobile | SBA | monopole | 147 | 150 | 94 | replace 3 existing antennas with 3 new ones |  | UMTS upgrade
| Manchester | Hilliard Street | Pocket (now MetroPCS) | SBA | monopole | 127 | 150 | 94 | flush mount 3 antennas
| Manchester | Hilliard Street | Clearwire | SBA | monopole | 117 | 150 | 94 | install 3 panel antennas and 3 microwave dishes
| Manchester | Hilliard Street | MetroPCS | SBA | monopole |  | 150 | 94 |  |  | replace existing radio cabinet with new radio cabinet and add battery cabinet | battery
| Manchester | Hilliard Street | T-Mobile | SBA | monopole | 147 | 150 | 94 | replace 3 existing antennas with 3 new multi-band antennas |  | 4G/LTE upgrade
| Manchester | Hilliard Street | Sprint | SBA | monopole | 117 | 150 | 94 | install 3 850/1900/2500 MHz antennas & 9 RRHs
| Manchester | Hilliard Street | Sprint | SBA | [6 empty] | install underground fiber and conduit & install cabinet on H-frame
| Manchester | Hilliard Street | Sprint | SBA | monopole | 117 | 149 | 94 | replace 3 antennas w 3x800/1900 MHz antennas & install 3 x 2500 MHz antennas, replace 3 rrus & install 6 rrus
Docket No. 453 | Manchester | Lydall Street | AT&T | American Tower | silo
Docket No. 351 | Manchester | Lake Street | T-Mobile | Optasite | monopole | 107 | 110 | 467 | six panel antennas | pad
| Manchester | Lake Street | T-Mobile | Optasite | monopole | 107 | 110 | 467 | add 3 antennas and 6 TMAs to 3 existing antennas |  | UMTS upgrade
| Manchester | Lake Street | Clearwire | Optasite | monopole | 92 | 110 | 467 | install 3 panel antennas and 3 microwave dishes
| Manchester | Lake Street | T-Mobile | Optasite | monopole | 105 | 110 | 467 | replace 6 existing antennas with 6 new multi-band antennas for LTE upgrade
| Manchester | Lake Street | T-Mobile | SBA | monopole | 105 | 110 | 467 | install 3 LTE antennas & 3 RRHs
| Manchester | Lake Street | Sprint | SBA | monopole | 117 | 110 | 467 | install 3 850/1900/2500 MHz antennas; add 12 RRHs
| Manchester | Lake Street | Sprint | SBA | [6 empty] | underground fiber conduit installation
Petition No. 626 | Mansfield | Middle Turnpike | AT&T | AT&T | wood pole | 55 | 55 | 422 | three Allgon 7250.02 antennas | pad
| Mansfield | Middle Turnpike | Cingular | AT&T | wood pole | 51 | 55 | 422 | replace 3 existing antennas with 3 new antennas and 6 TMAs
| Mansfield | Middle Turnpike | AT&T | AT&T | wood pole | 51 | 55 | 422 | add 3 LTE antennas to 3 existing GSM/UMTS antennas
| Mansfield | Stafford Road | AT&T | Town of Mansfield | monopole | 160 | 170 |  | install 6 Allgon 7250.03 panel antennas | pad | town on tower at 170'
| Mansfield | Stafford Road | T-Mobile | Town of Mansfield | monopole | 137 | 170 |  | add 9 EMS RR90-17-02DP antennas | pad | 3 Nortel S12000 BTS cabinets and 1 power/telco cabinet
| Mansfield | Stafford Road | Cingular | Town of Mansfield | monopole | 150 | 170 |  | add 12 CSS DUO4-8670 panel antennas | pad
| Mansfield | Stafford Road | Verizon | Town of Mansfield | monopole | 170 | 170 |  | install 6 DB844F90 and 6 DB948F85 antennas | 12x30
| Mansfield | Stafford Road | Sprint | Town of Mansfield | monopole | 130 | 170 |  | install 12 panel antennas | pad
| Mansfield | Stafford Road | Cingular/AT&T | Town of Mansfield | monopole | 160 | 170 |  | remove all AT&T antennas and equipment
| Mansfield | Stafford Road | Cingular | Town of Mansfield | monopole | 150 | 170 |  | remove 9 CSS antennas, 6 TMAs, 3 diplexers; install 6 Powerwave 7770 antennas, 6 TMAs, 6 diplexers |  | UMTS upgrade
| Mansfield | Stafford Road | Verizon | Town of Mansfield | monopole | 170 | 170 |  | replace 6 existing PCS antennas with 3 new PCS and 3 LTE antennas
| Mansfield | Stafford Road | MetroPCS | Town of Mansfield | monopole | 160 | 170 |  | install 6 antennas
| Mansfield | Stafford Road | AT&T | Town of Mansfield | monopole | 150 | 170 |  | add 3 LTE antennas to 6 existing GSM/UMTS antennas
| Mansfield | Stafford Road | Sprint | Global Tower Partners/Town of Mansfield | monopole | 130 | 170 |  | replace 6 CDMA antennnas with 3 dual-band antennas
| Mansfield | Stafford Road | Sprint | Global Tower Partners/Town of Mansfield | monopole | 130 | 170 |  | add 3 new LTE antennas to 3 existing ones
| Mansfield | Stafford Road | Verizon | American Tower | monopole | 170 | 170 |  | replace 12 ant w/ 3 700 MHz, 3 850 MHz, 3 1900 MHz, 3 2100 MHz & 6 RRHs
| Mansfield | Stafford Road | T-Mobile | American Tower Corporation | monopole | 139 | 170 |  | remove 12 antennas and install 3 700 and 3 1900 MHz antennas
| Mansfield | Stafford Road | Sprint | American Tower | monopole | 130 | 170 |  | add 3 2500 MHz antennas and 3 RRHs on platform
| Mansfield | Stafford Road | T-Mobile | American Tower Corporation | monopole | 162 | 170 |  | remove 6 antennas, 3 TMA's & 12 cables @140-ft & install 3 x 600/700 MHz antennas, 3 TMA's & 3 RRU's @ |  | remove existing plarform mount @140-ft and install new platform mount at 162-ft
| Mansfield | Clover Mill Road | AT&T | Town of Mansfield | monopole | 168 | 180 |  | 6 Allgon 7250.03 panel antennas | pad | town to have whip antennas at 180'
| Mansfield | Clover Mill Road | Sprint | Town of Mansfield | monopole | 158 | 180 |  | install 12 panel antennas | pad
| Mansfield | Clover Mill Road | Verizon | Town of Mansfield | monopole | 178 | 180 |  | install 6 DB844F90 and 6 DB948F85 antennas | 12x30
| Mansfield | Clover Mill Road | T-Mobile | Town of Mansfield | monopole | 148 | 180 |  | install 9 panel antennas | pad
| Mansfield | Clover Mill Road | Cingular | Town of Mansfield | monopole | 168 | 180 |  | remove 3 antennas; install 3 new antennas and 6 TMAs
| Mansfield | Clover Mill Road | Verizon | Town of Mansfield | monopole | 178 | 180 |  | replace 12 existing antennas with 6 cellular, 3 PCS, and 3 LTE antennas | 12x30
| Mansfield | Clover Mill Road | Verizon | Town of Mansfield | monopole | n/a | 180 |  | n/a |  | install new propane generator and 1,000 gallon propane tank | propane generator | 1000
| Mansfield | Clover Mill Road | AT&T | Global Tower Partners | monopole | 168 | 180 |  | add 3 multi-band antennas for LTE to 3 GSM/UMTS antennas
| Mansfield | Clover Mill Road | Sprint | Global Tower Partners | monopole | 158 | 180 |  | replace 6 CDMA antennas with 3 dual-band antennas |  | 4G/LTE upgrade
| Mansfield | Clover Mill Road | Verizon | Global Tower Partners | monopole | 178 | 178 |  | replace 12 ant. w/ 3 700 MHz, 3 850 MHz, 3 1900 MHz, 3 2100 MHz & 6 RRHs
| Mansfield | Clover Mill Road | T-Mobile | American Tower Company | monopole | 148 | 178 |  | replace 6 antennas with 3 700 and 3 1900 MHz antennas
| Mansfield | Clover Mill Road | Sprint | American Tower | monopole | 158 | 178 |  | add 3 850/2500 MHz antennas and 6 RRHs
| Mansfield | Clover Mill Road | T-Mobile | American Tower Company | monopole | 148 | 178 |  | replace 3 antennas w 3 x 600/700 MHz antennas ; add 3 rru's
| Mansfield | Clover Mill Road | AT&T | American Tower Company | monopole | 168 | 180 |  | relocate 3 antennas; replace 3 antennas w 3 x 700/1900 MHz & install 3 x 700/850/2100/5G 850 MHz antennas; replace 3 rrus install 6 new rrus |  | replace existing antenna mounts with new platform antenna mount
| Mansfield | Clover Mill Road | AT&T | [8 empty] | diesel generator | 30-kilowatt | no
Docket No. 247 | Mansfield | Middle Turnpike | AT&T | AT&T | monopole | 120 | 120 | 561 | up to 12 Allgon 7250.03 antennas | pad
| Mansfield | Middle Turnpike | Verizon | AT&T | monopole | 109 | 120 | 561 | install 12 panel antennas | 12x30 | propane-fueled generator | propane generator
| Mansfield | Middle Turnpike | Cingular | AT&T | monopole | 120 | 120 | 561 | remove 9 existing antennas; install 6 Powerwave 7770 antennas, 6 TMAs, 6 diplexers |  | UMTS upgrade
| Mansfield | Middle Turnpike | AT&T | AT&T | monopole | 123 | 120 | 561 | add 3 LTE antennas to 3 GSM and 3 UMTS antennas |  | LTE upgrade
| Mansfield | Middle Turnpike | Verizon | AT&T | monopole | 109 | 120 | 561 | replace 6 of 12 existing antennas with 3 PCS and 3 LTE antennas |  | LTE upgrade
| Mansfield | Middle Turnpike | Verizon | Crown Castle | monopole | 109 | 120 | 561 | replace 9 antennas with 3 850 MHz CDMA, 3 1900 MHz, 3 2100 MHz LTE
| Mansfield | Middle Turnpike | Verizon | Crown Castle | monopole | 109 | 120 | 561 | replace 3 antennas with 3 700 MHz antennas
| Mansfield | Middle Turnpike | AT&T | Crown Castle | monopole | 120 | 120 | 561 | replace 3 antennas w/ 3 700/1900 MHz antenna; add 3 RRHs
Docket No. 43 | Mansfield | North Eagleville Road | Tele-Media | Tele-Media | guyed-lattice | 115 | 120 | 735 | 1-10' para @ 105, 1-6' para@115 | 9'x9'
| Mansfield | North Eagleville Road | Crown Media | Crown Media | guyed-lattice | n/a | 120 | 735 | n/a |  | Transfer of Certificate from Tele-Media
| Mansfield | North Eagleville Road | UCONN/Sprint | Crown Media | guyed-lattice | n/a | 120 | 735 | n/a |  | Tower removed by UCONN/Sprint w/out Council Approval
| Mansfield | North Eagleville Road | UCONN/Sprint | Sprint | self-support lattice | n/a | 250 | 740 | n/a |  | Tower consolidation plan approved. Crown tower removed.
| Mansfield | North Eagleville Road | Town of Mansfield | Sprint | self-support lattice | 110 | 250 | 740 | replace whip antenna
| Mansfield | North Eagleville Road | Sprint | Sprint Sites USA | self-support lattice | n/a | 250 | 740 | n/a | cabinet | Replace minicabinet, install battery cabinet
| Mansfield | North Eagleville Road | AT&T | UCONN | self-support lattice | 160 | 250 | 740 | install 6 Allgon 7250.03 antennas | cabinet
| Mansfield | North Eagleville Road | T-Mobile | UCONN | self-support lattice | 235 | 250 | 740 | install 12 EMS RR90-17-02 DP | pad | three cabinets on concrete pad
| Mansfield | North Eagleville Road | AT&T | UCONN | self-support lattice | 166 | 250 | 740 | install temporary flat panel point-to-point antenna
| Mansfield | North Eagleville Road | Cingular/AT&T | UCONN | self-support lattice | 160, 166 | 250 | 740 | remove all AT&T antennas and equipment
| Mansfield | North Eagleville Road | T-Mobile | UCONN | self-support lattice | n/a | 250 | 740 | n/a |  | install hydrogen fuel cell as backup power | fuel cell backup
| Mansfield | North Eagleville Road | T-Mobile | UCONN | self-support lattice | 235 | 250 | 740 | replace 3 existing antennas and 6 TMAs |  | UMTS upgrade
| Mansfield | North Eagleville Road | T-Mobile | UCONN | self-support lattice | 235 | 250 | 740 | LTE upgrade - replace 6 existing antennas with 6 new antennas
| Mansfield | North Eagleville Road | Sprint | UCONN | self-support lattice | 247 | 250 | 740 | replace 6 CDMA antennas with 3 dual-band antennas |  | 4G/LTE upgrade
| Mansfield | North Eagleville Road | Sprint | UCONN | self-support lattice | n/a | 250 | 740 | n/a |  | replace existing propane backup generator with new diesel backup generator | diesel generator
| Mansfield | North Eagleville Road | Sprint | UCONN | self-support lattice | 247 | 250 | 740 | install 3 LTE antennas + 3 RRHs
| Mansfield | North Eagleville Road | T-Mobile | Uconn | self-support lattice | 235 | 250 | 740 | remove 1 antenna and install 3 LTE antennas
| Mansfield | North Eagleville Road | T-Mobile | Uconn | self-support lattice | 235 | 250 | 740 | replace 3 antennas w/ 3 1900 MHz antennas
| Mansfield | North Eagleville Road | T-Mobile | Uconn | self-support lattice | 232 | 250 | 740 | ereplace 6 antennas with 3 x 600/700/1900 Mhz & 3 x 2500 MHz antennas & installm 3 x 1900/2100 Mhz antennas; add 3 rru's
Docket No. 179 | Mansfield | North Eagleville Road | UCONN/WHUS | UCONN/WHUS | guyed-lattice | var. | 327 | 726 | Various antennas on new tower, FM antenna array at top |  | Remove existing 212-foot gl tower, share DPS bldg
Docket No. 179 | Mansfield | North Eagleville Road | BAM | UCONN/WHUS | guyed-lattice | 80 | 327 | 726 | 12-Swedcom ALP-E-9011 DIN, 1 GPS | 12x30
Docket No. 179 | Mansfield | North Eagleville Road | DPS | UCONN/WHUS | guyed-lattice | var. | 327 | 726 | Various antenmnas on new tower |  | Use existing equip. bldg.
| Mansfield | North Eagleville Road | Verizon | UCONN/WHUS | guyed-lattice | 80 | 327 | 726 | 3 Metawave panel antennae |  | Replace existing antennae
| Mansfield | North Eagleville Road | Nextel | UCONN/WHUS | guyed-lattice | 248 | 327 | 726 | 12 panel antennae | 10x20
| Mansfield | North Eagleville Road | UCONN | UCONN/WHUS | guyed-lattice | 180 | 327 | 726 | 2 public safty antennae | existing
| Mansfield | North Eagleville Road | UCONN | UCONN/WHUS | guyed-lattice | 50 | 327 | 726 | 1 antenna
| Mansfield | North Eagleville Road | Nextel | UCONN/WHUS | guyed-lattice | 225 | 327 | 726 | 12 panel |  | install antennas at 225 instead of previously approved 248
| Mansfield | North Eagleville Road | SNET | UCONN/WHUS | guyed-lattice | 185 | 327 | 726 | 12 panel |  | install antennas at 145 instead of previously approved 185
| Mansfield | North Eagleville Road | SNET/Cingular | UCONN/WHUS | guyed-lattice | 185 | 327 | 726 | replace antennas approved in EM-SNET/NEXTEL-078-020226 with 12 DUO4-8670 panel antennas, 8 ADC tower mount amplifiers, 1 MB100RR650200DPAL panel antenna, 1 LMU
| Mansfield | North Eagleville Road | UCONN Division of Public Safety | UCONN/WHUS | guyed-lattice | 100 | 327 | 726 | move 960 MHz microwave from 50' to 100'
| Mansfield | North Eagleville Road | Nextel | UCONN/WHUS | guyed-lattice | 240 | 327 | 726 | add 12 DB844H90 panel antennas | 10x20
| Mansfield | North Eagleville Road | UCONN/WHUS | UCONN/WHUS | guyed-lattice | n/a | 327 | 726 | relocate 3.7m satellite dish from Student Union bldg to ground adjacent to tower
| Mansfield | North Eagleville Road | Verizon | UCONN/WHUS | guyed-lattice | 84 | 327 | 726 | add 3 PCS antennas
| Mansfield | North Eagleville Road | Cingular | UCONN/WHUS | guyed-lattice | 185 | 327 | 726 | replace existing antennas with 6 new ones |  | replace existing TMAs with 12 new ones
| Mansfield | North Eagleville Road | Verizon | UCONN/WHUS | guyed-lattice | 84 | 327 | 726 | replace 3 existing Metawave antennas with 3 PCS antennas; install 4' diameter microwave dish at 138'
| Mansfield | North Eagleville Road | Nextel | UCONN/WHUS | guyed-lattice | n/a | 327 | 726 | n/a |  | install 60-kW back up generator | generator
| Mansfield | North Eagleville Road | Pocket (now MetroPCS) | UCONN/WHUS | guyed-lattice | 230 | 327 | 726 | flush mount 3 antennas
| Mansfield | North Eagleville Road | Verizon | UCONN/WHUS | guyed-lattice | 84 | 327 | 726 | replace 6 existing PCS antennas with 3 new PCS and 3 700 MHz antennas
| Mansfield | North Eagleville Road | AT&T | UCONN/WHUS | guyed-lattice | 187 | 327 | 726 | add 3 LTE antennas to 3 GSM and 3 UMTS antennas
| Mansfield | North Eagleville Road | Verizon | UCONN/WHUS | guyed-lattice | 84 | 327 | 726 | replace 9 of 12 existing antennas with 3 cellular, 3 PCS, and 3 AWS antennas
| Mansfield | North Eagleville Road | AT&T | UCONN/WHUS | guyed-lattice | 186 | 327 | 726 | retain 3 of 9 existing antennas; replace 6 other antennas with 9 new LTE antennas
| Mansfield | North Eagleville Road | Verizon | UCONN/WHUS | guyed-lattice | 84 | 327 | 726 | replace 9 antennas with 3 700, 3 1900, and 3 2100 MHz antennas
| Mansfield | North Eagleville Road | AT&T | UCONN/WHUS | guyed-lattice | 185 | 327 | 726 | replace 3 ant w/ 3 700/1900 MHz ant; add 3 RRHs
| Mansfield | North Eagleville Road | AT&T | UCONN/WHUS | guyed-lattice | 185 | 327 | 726 | add 6 triplexers
| Mansfield | North Eagleville Road | AT&T | UCONN/WHUS | guyed-lattice | 185 | 327 | 726 | install 3 700/2100/1900 MHz antennas; add 9 RRHs
| Mansfield | North Eagleville Road | Verizon | UCONN/WHUS | guyed-lattice | 84 | 327 | 726 | replace 8 existing w 4 x 700/850/2100MHz & 4 x 700/850/1900MHz
| Mansfield | North Eagleville Road | SNET/SCLP | SNET/SCLP | self-support lattice | 80 | 80 | 723 | 8 antennas
| Mansfield | North Eagleville Road | DPS | SNET/SCLP | self-support lattice | 65 | 80 | 723 | 3-6' dishes |  | 2-PA6-65, 1-UXA6-65
| Mansfield | North Eagleville Road | OMNI | SNET/SCLP | self-support lattice | 66.5 | 80 | 723 | 6 panel antennas |  | 6- Celwave APN199015-2T0, 5'x10' equip pad
| Mansfield | North Eagleville Road | SNET | SNET/SCLP | self-support lattice | 108 | 80 | 723 | 1 whip antenna | existing
| Mansfield | North Eagleville Road | T-Mobile | SNET/SCLP | self-support lattice | 66.5 | 80 | 723 | E911 upgrade
Docket No. 256 | Marlborough | South Main Street | Sprint | Sprint | monopole | 160 | 170 | 332 | install 12 panel antennas | pad
Docket No. 256 | Marlborough | South Main Street | AT&T | Sprint | monopole | 150 | 170 | 332 | install 6 panel antennas | pad
Docket No. 256 | Marlborough | South Main Street | Verizon | Sprint | monopole | 170 | 170 | 332 | install 12 panel antennas | 12x30
| Marlborough | South Main Street | Cingular | Global Telcom | monopole | 145 | 170 | 332 | 6 Kathrein AP14/17-880/1940/088D/ADT/XXP panel antennas | 12x20 | up to 12 TTAs behind antennas
| Marlborough | South Main Street | T-Mobile | Global Telcom | monopole | 130 | 170 | 332 | 9 EMS RR65-18-02DP antennas | pad
| Marlborough | South Main Street | Pocket (now MetroPCS) | Global Telcom | monopole | 110 | 170 | 332 | flush mount 3 antennas
| Marlborough | South Main Street |  | SBA | monopole |  | 170 | 332 |  |  | Transfer of Certificate from Optasite
| Marlborough | South Main Street | Verizon | SBA | monopole | 167 | 170 | 332 | replace 12 existing antennas with 6 cellular, 3 PCS, and 3 LTE antennas
| Marlborough | South Main Street | AT&T | SBA | monopole | 145 | 170 | 332 | add 3 LTE antennas to six existing GSM/UMTS antennas
| Marlborough | South Main Street | Sprint | SBA | monopole |  | 170 | 332 | install 1 fiber distribution box; install 3 RRHs on ground; replace 2 equipment cabinets
| Marlborough | South Main Street | Verizon | SBA | monopole | 167 | 170 | 332 | replace 2 of 12 antennas with 2 new LTE antennas
| Marlborough | South Main Street | AT&T | SBA | monopole |  | 170 | 332 |  |  | install 5 kW diesel generator for backup power | diesel generator
| Marlborough | South Main Street | T-Mobile | SBA | monopole | 130 | 170 | 332 | replace 2 antennas with 2 1900 MHz antennas
| Marlborough | South Main Street | Sprint | SBA | monopole | 150 | 170 | 332 | replace 12 antennas w 3x850/1900 & 3x2500MHz antennas
Docket No. 169 | Marlborough | North Main Street | BAM | BAM | monopole | 158 | 155 | 580 | 15-52"x11.4" panels | 21x30 | Alternate #1
| Marlborough | North Main Street | BAM | BAM | monopole | 157 | 155 | 580 | 1 GPS |  | Install generator and propane tank | propane generator
| Marlborough | North Main Street | Omni | BAM | monopole | 100 | 155 | 580 | Add 6-5' panels |  | Install 6 Celwave APN199015, 1 equip cabinets
| Marlborough | North Main Street | Sprint | BAM | monopole | 132 | 155 | 580 | Add 9-5' panels |  | Install 9 Decibel DB980H90, 6 equip cabinets
| Marlborough | North Main Street | BAM | [7 empty] | Transfer of Certificate from BAM to Crown Atlantic CO.LLC
Petition No. 626 | Marlborough | North Main Street | Nextel | BAM | monopole | 167 | 155 | 580 | 3-13' whips DB890 | 10x20 | 13' whips on 4' long pipes attached to top rack.
| Marlborough | North Main Street | AT&T | Crown Media | monopole | 137 | 155 | 580 | add 6 Allgon 7250.03 panel antennas |  | 2 equipment cabinets on 5x6 concrete pad
| Marlborough | North Main Street | Cingular | Crown Media | monopole | 147 | 155 | 580 | replace existing antennas with 9 CSS DUO4-8670, 9 tower mount amplifiers and diplexers
| Marlborough | North Main Street | T-Mobile | Crown Media | monopole | 100 | 155 | 580 | E911 upgrade
| Marlborough | North Main Street | Verizon | Crown Media | monopole | 158 | 155 | 580 | replace existing antennas with 6 cellular and 6 PCS antennas
| Marlborough | North Main Street | Cingular/AT&T | Crown Media | monopole | 137 | 155 | 580 | remove all AT&T antennas and equipment
Petition No. 832 | Marlborough | North Main Street | Nextel | Crown Media | monopole | 170 | 165 | 580 | remove whip antennas and replace with panel antennas at centerline ht. of 170' |  | extend height of tower by ten feet
| Marlborough | North Main Street | Verizon | Crown Media | monopole | 158 | 165 | 580 | replace 6 old cellular antennas with 6 new ones
| Marlborough | North Main Street | Pocket (now MetroPCS) | Crown Media | monopole | 135 | 165 | 580 | flush mount 3 antennas
| Marlborough | North Main Street | Cingular | Crown Media | monopole | 146 | 165 | 580 | remove 9 existing antennas and 9 TMAs; install 6 new antennas, 6 TMAs, 6 diplexers
| Marlborough | North Main Street | Verizon | Crown Media | monopole | 158 | 165 | 580 | replace 8 of 12 existing antennas with 2 new cellular, 3 new PCS, and 3 new LTE antennas
| Marlborough | North Main Street | AT&T | Crown Castle | monopole | 145 | 165 | 580 | add 3 new LTE antennas to 3 existing GSM and 3 existing UMTS antennas
| Marlborough | North Main Street | Sprint | Crown Castle | monopole |  | 165 | 580 |  |  | install 1 RRH cabinet and 1 fiber junction box
| Marlborough | North Main Street | Verizon | Crown Castle | monopole | 159 | 165 | 580 | replace 3 of 12 existing antennas with 3 new LTE antennas
| Marlborough | North Main Street | Verizon | Crown Castle | monopole | 159 | 165 | 580 | replace 12 of 12 existing antennas with 3 new 700 MHz, 3 new 850 MHz, 3 new 1900 MHz, and 3 new 2100 MHz antennas
| Marlborough | North Main Street | T-Mobile | Crown Castle | monopole | 100 | 155 | 580 | replace 3 antennas w/ 3 LTE antennas w/ bias tees
| Marlborough | North Main Street | AT&T | Crown Castle | monopole | 144 | 166 | 580 | install 3 RRHs behind antennas
| Marlborough | North Main Street | Verizon | Crown Castle | monopole | 155 | 155 | 580 | replace 6 ant. w/ 3 700/2100 MHz and 3 1900 MHz; add 3 RRHs
| Marlborough | North Main Street | AT&T | Crown Castle | monopole | 144 | 155 | 580 | add three bias tees
| Marlborough | North Main Street | AT&T | Crown Castle | monopole | 144 | 155 | 580 | replace three existing remote radio units with three new remote radio units and install 12 tower switches
| Marlborough | North Main Street | Sprint | Crown Castle | monopole | 130 | 155 | 580 | replace 6 antennas w/ 3 800/1900 MHz, 3 diplexers; add 3 RRHs
| Marlborough | North Main Street | Sprint | Crown Castle | monopole | 130 | 155 | 580 | replace 6 antennas w 3x850/1900MHz & 3x2500MHz antennas;add 12 RRU's
| Marlborough | North Main Street | AT&T | Crown Castle | monopole | 144 | 155 | 580 | replace 3 antennas w 3 x 700/850/2300 Mhz antennas; add 3 rru's
| Marlborough | North Main Street | T-Mobile | Crown Castle | monopole | 100 | 155 | 580 | replace 3 antennas w 3 x 600/700/1900/2100 MHz antennas, add 3 rru's
| Meriden | West Peak Drive | SNET/SCLP | SNET/SCLP | self-support lattice | 131 | 125 | 1000 |  |  | added paging service antenna
| Meriden | West Peak Drive | OMNI | SNET/SCLP | self-support lattice | 127.5 | 125 | 1000 | 6 panels |  | 6-Celwave APN 199015-2t2
| Meriden | West Peak Drive | OMNI | SNET/SCLP | self-support lattice |  | 125 | 1000 |  |  | Replace existing equip. cabinets with new
| Meriden | West Peak Drive | Arrow Bus Lines | SNET/SCLP | self-support lattice | 132 | 125 | 1000 | 2 antennas, sinclair SRL 2
| Meriden | West Peak Drive | SNET | SNET/SCLP | self-support lattice | 119 | 125 | 1000 | 1 transmit, 1 receive vertical antennae |  | antennas for XM Satellite Radio
| Meriden | West Peak Drive | VoiceStream | SNET/SCLP | self-support lattice | 125 | 125 | 1000 | 6 Panel antennae | cabinets | 6 new antennae in addition to 6 existing antennae
| Meriden | West Peak Drive | T-Mobile | SNET/SCLP | self-support lattice | 125 | 125 | 1000 | E911 upgrade
| Meriden | West Peak Drive | T-Mobile | AT&T | self-support lattice | 125 | 125 | 1000 | add 3 UMTS antennas and 3 TMAs
| Meriden | West Peak Drive | T-Mobile | AT&T | self-support lattice | 127 | 125 | 1000 | replace 6 existing antennas with 6 new multi-band antennas |  | 4G/LTE upgrade
Petition No. 1335 | Meriden | East Main Street | Verizon | Verizon | sc | 21 | 17 |  | install 2100 MHz small cell and RRH | 8'x8' | on façade of building roof
Petition No. 727 | Meriden | Empire Avenue | Verizon | Atlas Container | monopole/water tank | 125 | 125 | 157 | install 12 antennas @ 125' | 12x30 | new monopole built through water tank Verizon at top and T-Mobile on monopole @ 115'; also on tank: Nextel @ 75', AT&T @ 85', Sprint @ 105', Cingular @ 95'
| Meriden | Empire Avenue | T-Mobile | Atlas Container | monopole/water tank | 115 | 125 | 157 | replace 3 existing antennas and 4 TMAs with 3 new antennas and 6 TMAs |  | UMTS upgrade
| Meriden | Empire Avenue | Clearwire | Atlas Container | monopole/water tank | 105 | 125 | 157 | install 3 WiMAX antennas and 2 Dragonwave dishes
| Meriden | Empire Avenue | Verizon | Atlas Container | monopole/water tank | 125 | 125 | 157 | replace 6 existing PCS antennas with 3 new PCS and 3 700 MHz antennas
| Meriden | Empire Avenue | Verizon | Atlas Container | monopole/water tank | 125 | 125 | 157 | replace 6 existing PCS antennas with 3 new PCS and 3 700 MHz antennas
| Meriden | Empire Avenue | Sprint | Atlas Container | monopole/water tank | 105 | 125 | 157 | replace 6 CDMA antennas with 3 dual-band antennas |  | 4G/LTE upgrade
| Meriden | Empire Avenue | Verizon | Global Tower Partners | monopole/water tank | 125 | 125 | 157 | replace 3 of 12 antennas with 3 new LTE antennas
| Meriden | Empire Avenue | T-Mobile | American Tower | monopole/water tank | 115 | 125 | 157 | install 6 LTE antennas, reloc. 3 TMAs, remove 3 TMAs
| Meriden | Empire Avenue | T-Mobile | American Tower Corporation | monopole/water tank | 115 | 124 | 157 | install 3 700 MHz antennas
| Meriden | Empire Avenue | Verizon | Empire Avenue LLC | monopole/water tank | 125 | 125 | 157 | replace 6 ant w/ 3 700 MHz, 3 1900 MHz, 3 2100 MHz ant; replace 3 RRHs, add 6 RRHs
| Meriden | Empire Avenue | AT&T | Empire Avenue LLC | monopole/water tank | 95 | 125 | 157 | replace 3 RRH with 3 new RRH
| Meriden | Empire Avenue | AT&T | Crown Castle | monopole/water tank | 95 | 125 | 157 | install 3 RRHs on mount on water tank
| Meriden | Empire Avenue | Verizon | American Tower Corporation | monopole/water tank | 124 | 124 | 157 | replace 6 existing w 3x700/850MHz & 3x 1900/2100 MHz antennas; add 3 RRH
| Meriden | Empire Avenue | Sprint | Crown Castle | monopole/water tank | 105 | 106 |  | replace 6 ants w 3x850/1900MHz & 3x2500MHz antennas; add 6 RRU's
Petition No. 1122 | Meriden | Edgemark Acres | AT&T | CL&P | utility pole | 88 | 80 | 360 | install 9 panel antennas | 11x24 | pipe mast mount above top of tower | diesel generator
| Meriden | West Peak Drive | Sprint | Hampden Communications | self-support lattice | 60 | 135 | 1000 | 6 panel antennas | pad
| Meriden | West Peak Drive | Sprint | Thomas Brothers | self-support lattice | 70 | 135 | 1000 | replace 6 CDMA antennas with 3 dual-band antennas |  | 4G/LTE upgrade
| Meriden | West Peak Drive | Sprint | Thomas Brothers | self-support lattice | 70 | 135 | 1000 | add 3 new CDMA/LTE antennas to 3 existing ones
| Meriden | West Peak Drive | Sprint | Thomas Brothers | self-support lattice | 70 | 135 | 1000 | install 3 x 2500 MHz antennas |  | replace antenna mount and relocate equipment
Docket No. 93 | Meriden | West Peak Drive | BAM | Thomas Brothers | self-support lattice | 79, 100 | 150 | 1620 | 2-6.5' omnidirectional antennas @ 79', 6-11.5' direct antennas @ 100'
| Meriden | West Peak Drive | BAM | Thomas Brothers | self-support lattice | 79 | 150 | 1620 |  | 10x8 | Added 10'x8' structure to existing building
| Meriden | West Peak Drive | BAM | Thomas Brothers | self-support lattice | 78 | 150 | 1620 | 8 AIP 9209 |  | Replace Antennas
| Meriden | West Peak Drive | AT&T | Thomas Brothers | self-support lattice | 124 | 150 | 1620 | add 6 Allgon 7250.03 panel antennas |  | up to four equipment cabinets on concrete pad
| Meriden | West Peak Drive | Verizon | Thomas Brothers | self-support lattice | 90 | 150 | 1620 | replace 2 cellular with 2 PCS antennas
| Meriden | West Peak Drive | Cingular/AT&T | Thomas Brothers | self-support lattice | 124 | 150 | 1620 | remove all AT&T antennas and equipment
| Meriden | West Peak Drive | Pocket (now MetroPCS) | Thomas Brothers | self-support lattice | 130 | 150 | 1620 | flush mount 3 antennas
| Meriden | West Peak Drive | MetroPCS | Thomas Brothers | self-support lattice |  | 150 | 1620 |  |  | replace radio cabinet for LTE upgrade
| Meriden | West Peak Drive | Clearwire | Clear Channel | self-support lattice | 126 | 160 |  | install 3 WiMAX antennas and 3 microwave dishes | pad
| Meriden | Sherman Avenue | Verizon | 234 Sherman LLC. | rooftop | 69.5 | 72.5 | 163.75 | install 3 700 MHz and 3 2100 MHz antennas |  | EFR 1133 | 15 kW DC generator
Petition No. 292 | Meriden | Butler Street | SNET | SNET Office Building | rooftop | 77 | 77 |  | 9 panels |  | replace 4-whips with 9 panels
| Meriden | Butler Street | Cingular | AT&T | rooftop | 83 | 77 |  | replace existing antennas with 6 new Powerwave 7770 antennas |  | replace tower amplifiers as well
| Meriden | Butler Street | Cingular | AT&T | rooftop | 83 | 77 |  | replace 6 antennas w 3 x 1900 MHz & 3x700/850/2100 MHz antennas; add 3 rru's
| Meriden | Preston Avenue | DPS | DPS | rooftop |  | 23 |  | 1-2' dish | 17'x17' | antenna mounted on building side
| Meriden | Colony Street | DPS | DPS | rooftop |  | 53 |  | 1-4' dish | 17'x17' | 20' tower on building top, transfer existing whip
| Meriden | Elm Street | BAM | John Arnold | self-support lattice | 68 | 70 | 267 | 15 ALP 9212 panel antennas | 21x30 | 45' tower on building/ approve tower sharing
| Meriden | Elm Street | Verizon | John Arnold | self-support lattice | 66 | 70 | 267 | remove 3 cellular antennas; install 6 PCS antennas
| Meriden | Elm Street | Verizon | John Arnold | self-support lattice | 66 | 70 | 267 | replace 6 old cellular antennas with 6 new ones
| Meriden | Elm Street | Verizon | John Arnold | self-support lattice | 66 | 70 | 267 | replace 6 PCS antennas with 3 new PCS and 3 700 MHz antennas
| Meriden | Elm Street | Verizon | Ashley Harriman | self-support lattice | 66 | 70 | 267 | replace 6 of 15 existing antennas with 3 new PCS and 3 new AWS antennas
| Meriden | Elm Street | Verizon | Ashley Harriman | self-support lattice | 66 | 70 | 267 | replace 3 of 15 antennas with 3 new LTE antennas
| Meriden | Elm Street | Verizon | Ashley Harriman LLC | self-support lattice | 66 | 69 | 267 | replace 9 antennas with 3 700, 3 1900, and 3 2100 MHz antennas
| Meriden | Elm Street | Verizon | Ashley Harriman LLC | self-support lattice | 66 | 69 | 267 | replace 6 rru's
Petition No. 614 | Meriden | West Main Street | AT&T | Hunters Family Partnership | monopole | 100 | 100 |  | 6 Allgon 7250.03 panel antennas | pad | replacement for existing 100' gl
| Meriden | West Main Street | T-Mobile | Hunters Family Partnership | monopole | 88 | 100 |  | up to 9 EMS RR65-18-02DP antennas | pad
| Meriden | West Main Street | Nextel | Hunters Family Partnership | monopole | 80 | 100 |  | install 12 panel antennas | 10x20
| Meriden | West Main Street | Cingular | Hunters Family Partnership | monopole | 100 | 100 |  | remove 3 existing antennas, install 3 new ones |  | remove 1 existing equipment cabinet, install 2 new ones
| Meriden | West Main Street | Sprint Nextel | Hunters Family Partnership | monopole | 80 | 100 |  | remove 3 iDEN antennas; replace with 3 WiMAX antennas |  | install 1 WiMAX cabinet; add GPS antenna to shelter
| Meriden | West Main Street | Sprint Nextel | Hunters Family Partnership | monopole | 80 | 100 |  | remove 9 existing antennas; replace with 3 CDMA antennas and 6 iDEN antennas |  | add GPS antenna to ice bridge
| Meriden | West Main Street | T-Mobile | Hunters Family Partnership | monopole | 90 | 100 |  | add 3 new antennas and 3 TMAs to 3 existing antennas and 6 TMAs |  | UMTS upgrade
| Meriden | West Main Street | Cingular | Hunters Family Partnership | monopole |  | 100 |  |  |  | install new RxAIT equipment cabinet
| Meriden | West Main Street | T-Mobile | Hunters Family Partnership | monopole | 90 | 100 |  | replace 6 existing antennas with 6 new antennas
| Meriden | West Main Street | AT&T | Hunters Family Partnership | monopole | 99 | 100 |  | add 3 LTE antennas to 3 existing GSM/UMTS antennas
| Meriden | West Main Street | Sprint | Hunters Family Partnership | monopole | 78 | 100 |  | replace 9 CDMAand 3 iDEN antennas with 3 dual-band antennas |  | 4G/LTE upgrade
| Meriden | West Main Street | AT&T | Hunters Family Partnership | monopole |  | 100 |  |  |  | install 50 kW diesel generator for backup power | diesel generator
| Meriden | West Main Street | AT&T | Hunters Family Partnership | monopole | 99 | 100 |  | add 3 remote radio heads
| Meriden | West Main Street | Sprint | Crown Castle | monopole | 79 | 100 |  | add 3 new dual band antennas to 3 existing ones
| Meriden | West Main Street | T-Mobile | Crown Castle | monopole | 90 | 100 |  | add 3 new LTE antennas to 6 existing antennas
| Meriden | West Main Street | Verizon | Crown Castle | monopole | 65 | 100 |  | install 12 panel antennas | 12x24 |  | natural gas
| Meriden | West Main Street | T-Mobile | Crown Castle | monopole | 90 | 100 |  | replace 3 antennas w/ 3 LTE antennas. Add 3 RRUs
| Meriden | West Main Street | AT&T | Crown Castle | monopole | top | 100 |  | install new platform, install 3 new 700/1900 MHz antennas, reuse 6 antennas |  | reuse 3 RRHs, install 3 new RRHs
| Meriden | West Main Street | Verizon | Crown Castle | monopole | 65 | 100 |  | replace 6 antennas with 3 700 and 3 2100 MHz antennas
| Meriden | West Main Street | T-Mobile | Crown Castle | monopole | 90 | 100 |  | replace 3 ant w/ 3 1900/2100 MHz & add 3 700 MHz antennas
| Meriden | West Main Street | AT&T | Crown Castle | monopole | top | 100 |  | replace 3 antennas/6 RRUs with 3 new antennas/6RRUs |  | reuse 3 RRHs, install 3 new RRHs
| Meriden | West Main Street | AT&T | Crown Castle | monopole | 99 | 100 |  | install 3 700/2100 MHz antennas and 6 RRHs on platform
| Meriden | West Main Street | T-Mobile | Crown Castle | monopole | 90 | 100 |  | replace 6 antennas w 3x600/1900/2100MHz & 3 x 2100MHz antennas; add 3 rru's
| Meriden | Michael Drive | Clearwire | City of Meriden | self-support lattice | 110 | 120 |  | install 3 WiMAX antennas and 3 microwave dishes
Docket No. 329 | Meriden | Paddock Avenue | T-Mobile | Optasite | monopole | 117 | 120 | 325 | flush mount 3 panel antennas | pad
| Meriden | Paddock Avenue | Verizon | Optasite | monopole | 107 | 120 | 325 | flush mount 3 panel antennas | 12x30
| Meriden | Paddock Avenue |  | SBA | monopole |  | 120 | 325 |  |  | Transfer of Certificate from Optasite
| Meriden | Paddock Avenue | T-Mobile | SBA | monopole | 117 | 120 | 325 | remove 3 existing TMAs; install 6 new TMAs |  | UMTS upgrade
| Meriden | Paddock Avenue | Clearwire | SBA | monopole | 97 | 120 | 325 | install 3 panel antennas, 3 microwave dishes, and 3 TMAs
| Meriden | Paddock Avenue | Verizon | SBA | monopole | 107 | 120 | 325 | replace 3 flush-mounted antennas with 9 clustered flush-mounted antennas |  | 4G/LTE upgrade
| Meriden | Paddock Avenue | T-Mobile | SBA | monopole | 117 | 120 | 325 | replace 3 existing antennas with 3 new dual-band antennas |  | 4G/LTE upgrade
| Meriden | Paddock Avenue | Verizon | SBA | monopole | 107 | 120 | 325 | replace 3 existing antennas with 3 new AWS antennas
| Meriden | Paddock Avenue | Verizon | SBA | monopole | 107 | 120 | 325 | replace 6 ant w/ 3 700/2100 MHz and 3 1900 MHz; replace 3 RRHs, add 6 RRHs
| Meriden | Paddock Avenue | Sprint | SBA | monopole | 97 | 120 | 325 | install 3 850/1900/2500 MHz antennas & 12 RRHs
Petition No. 594 | Meriden | Birdsey Avenue | AT&T | CL&P | utility pole | 164.00, 170.00 | 160 |  | 3 panel antennas at 164', 3 panel antennas at 170' | pad | Install 12' extension mast on 160' existing transmission pole
| Meriden | Birdsey Avenue | AT&T | CL&P | utility pole | 173 | 175.5 |  | add 3 multi-band antennas to 3 GSM/UMTS antennas |  | 4G/LTE upgrade
| Meriden | Birdsey Avenue | AT&T | CL&P | utility pole | 173 | 175.5 |  | replace 6 antennas w 3 x 850/2100 MHz antennas & 3 x 700/850/1900/2300 MHz antennas
Petition No. 1099 | Meriden | Murdock Avenue | AT&T | AT&T | silo | 74 | 82 | 369 | install 12 panel antennas | 12x24
Petition No. 320 | Meriden | East Main Street | BAM | Amoco Gas Station | other | 48 | 56 |  | 2-panels | (2) 3'x6' | Gasoline station sign
| Meriden | East Main Street | BAM | Amoco Gas Station | other | 48 | 56 |  | 6-panels | 8'x20' | Remove (2) 3'x6' equip bldg for new bldg ancrease panels
| Meriden | East Main Street | Verizon | Amoco Gas Station | other | 48 | 56 |  | replace 6 cellular antennas with 6 PCS antennas
| Middlebury | Straits Turnpike | SCLP | Omni | self-support lattice | 189 | 195 |  | 12-52" panels, Allgon 7120 | 12x26 | Tower in Town DPW Yard/Transfer Station
| Middlebury | Straits Turnpike | BAM | Omni | self-support lattice | 169 | 195 |  | 12-panels, Swedcom ALP 921 | 12x30 | 1-GPS at 50 ft, 40 kw diesel generator | diesel generator
| Middlebury | Straits Turnpike | Nextel | Omni | self-support lattice | 179 | 195 |  | 12-panels, Swedcom ALP 921 | 10x20 | 1-GPS at 50 ft
| Middlebury | Straits Turnpike | AT&T Wireless | Omni | self-support lattice | 145 | 195 |  | 12-panels | 12x20
| Middlebury | Straits Turnpike | Sprint | Omni | self-support lattice | 155 | 195 |  | 9-panels | cabinets | 1-GPS
| Middlebury | Straits Turnpike | SNET/Cingular | Omni | self-support lattice | 189 | 195 |  | replace existing antennas with 9 CSS DUO4-8670, 6 tower mount amplifiers
| Middlebury | Straits Turnpike | Verizon | Omni | self-support lattice | 170 | 195 |  | replace 6 cellular antennas with 6 PCS antennas
| Middlebury | Straits Turnpike | Verizon | Omni | self-support lattice | 165 | 195 |  | replace 12 existing cellular antennas with 6 new cellular and 6 new PCS antennas
| Middlebury | Straits Turnpike | AT&T | Omni | self-support lattice | 145 | 195 |  | remove antennas - no longer in use
| Middlebury | Straits Turnpike | Cingular | Omni | self-support lattice | 189 | 195 |  | remove 9 existing antennas, install 6 new ones |  | install 6 diplexers
| Middlebury | Straits Turnpike | Sprint Nextel | Omni | self-support lattice | 175 | 195 |  | remove 3 iDEN antennas replace with 3 WiMAX antennas |  | install 1 WiMAX cabinet
| Middlebury | Straits Turnpike | Pocket (now MetroPCS) | Omni | self-support lattice | 145 | 195 |  | flush mount 3 antennas
| Middlebury | Straits Turnpike | T-Mobile | Omni | self-support lattice | 196 | 195 |  | add 3 antennas to 6 existing antennas |  | UMTS upgrade
| Middlebury | Straits Turnpike | Verizon | Omni | self-support lattice | 169 | 195 |  | replace 12 existing antennas with 6 cellular, 3 PCS, and 3 LTE antennas
| Middlebury | Straits Turnpike | AT&T | T-Mobile | self-support lattice | 188 | 195 |  | add 3 LTE antennas to 6 existing GSM/UMTS antennas
| Middlebury | Straits Turnpike | Sprint | T-Mobile | self-support lattice | 150 | 195 |  | replace 6 CDMA antennas with 3 dual-band antennas |  | 4G/LTE upgrade
| Middlebury | Straits Turnpike | Verizon | T-Mobile | self-support lattice | 169 | 195 |  | replace 3 of 12 existing antennas with 3 new LTE antennas
| Middlebury | Straits Turnpike | AT&T | T-Mobile | self-support lattice |  | 195 |  |  |  | install 50 kW diesel generator for backup power | diesel generator
| Middlebury | Straits Turnpike | T-Mobile | T-Mobile | self-support lattice | 193 | 195 |  | remove 6 of 9 existing antennas; install 3 new antennas
| Middlebury | Straits Turnpike | Verizon | T-Mobile | self-support lattice | 169 | 195 |  | replace 3 ant. w/ 3 1900 MHz ant. And add 3 2100 MHz ant. And 6 RRHs |  | add one cable
| Middlebury | Straits Turnpike | AT&T | T-Mobile | self-support lattice | 185 | 195 |  | replace 3 ant w 3 850/2300 MHz antennas; add 3 RRHs
| Middlebury | Straits Turnpike | AT&T | Phoenix Tower | self-support lattice | 185 | 195 |  | replace 3 existing ant w/ 3 850/2300 MHz; add 3 RRHs
| Middlebury | Straits Turnpike | T-Mobile | Phoenix Tower | self-support lattice | 195 | 195 |  | replace 3 antennas w/ 3 1900 MHz antennas
| Middlebury | Straits Turnpike | SPRINT | Phoenix Tower | self-support lattice | 153 | 195 |  | Install 3 850/2500 MHz antennas and 6 RHHs
| Middlebury | Straits Turnpike | T-Mobile | Phoenix Tower | self-support lattice | 195 | 195 |  | replace 3 antennas w 3 x 600/700 MHz antennas
| Middlebury | Straits Turnpike | AT&T | Phoenix Tower | self-support lattice | 185 | 195 |  | replace 3 antennas w 3 x700/850/2100/5G 850 MHz antennas & install 3 x 700/1900 MHz antennas; replace 9 rrus | upgrade g.l equipment
| Middlebury | Larkin | DPS | DPS | self-support lattice | 57-160 | 160 | 772 | 4-whip, 3-dish, 1-dipole, 1-reflector | 18'x30'
| Middlebury | Larkin | DPS | DPS | self-support lattice |  | 160 | 772 | 6-whip, 2-dish |  | replace existing tower; change antennas
| Middlebury | Larkin | SCLP | DPS | self-support lattice | 135 | 160 | 772 | 2 new panels |  | 2 panels removed cellular enhancer removed
| Middlebury | Larkin | SNET/SCLP | DPS | self-support lattice |  | 160 | 772 |  | 12x26 | new equipment building
| Middlebury | Larkin | Sprint | DPS | self-support lattice | 97 | 160 | 772 | 9 panel antennas
| Middlebury | Larkin | Omni | DPS | self-support lattice | 125 | 160 | 772 | 3-4' panels
| Middlebury | Larkin | T-Mobile | DPS | self-support lattice | 125 | 160 | 772 | E911 upgrade
| Middlebury | Larkin | Cingular | DPS | self-support lattice | 140 | 160 | 772 | replace existing with 9 CSS DUO1417-8686-4-0, 6 tower mount amplifiers, 3 diplexers
| Middlebury | Larkin | Cingular | DPS | self-support lattice | 140 | 160 | 772 |  |  | revise structural analysis previously submitted for 10/7/02 approval
| Middlebury | Larkin | Cingular | DPS | self-support lattice | 140 | 160 | 772 | remove 3 existing antennas, install 3 new ones |  | install 3 diplexers
| Middlebury | Larkin | Pocket (now MetroPCS) | DPS | self-support lattice | 105 | 160 | 772 | flush mount three antennas |  | install 3 diplexers
| Middlebury | Larkin | AT&T | DPS | self-support lattice | 138 | 160 | 772 | replace 6 of 9 existing GSM/UMTS antennas with 6 new multi-band antennas for LTE
| Middlebury | Larkin | Sprint | DPS | self-support lattice | 97 | 160 | 772 | replace 6 CDMA antennas with 3 dual-band antennas |  | 4G/LTE upgrade
| Middlebury | Larkin | T-Mobile | DPS | self-support lattice | 125 | 160 | 772 | add 3 new dual band antennas to 3 existing ones
| Middlebury | Larkin | Sprint | DPS | self-support lattice | 97 | 160 | 772 | remove 6 of 9 existing antennas; install 3 new LTE antennas |  | 4G/LTE upgrade
| Middlebury | Larkin | Verizon | DPS | self-support lattice | 75 | 160 | 772 | install 4 antennas | 8x8 | EFR 1133 | 15 kW generator
| Middlebury | Larkin | AT&T | DPS | self-support lattice | 140 | 160 | 772 | replace 3 antennas w 3 x 850/1900/2300MHz antennas ; add 6 rru's
| Middlebury | Larkin | Sprint | DPS | self-support lattice | 97 | 160 | 772 | install 3 x 2500Mhz antennas & 6x rru's
Petition N. 1213 | Middlebury | Middlebury Road | Verizon | Lake Quassapaug Amusement Park Inc. | rooftop | 30 | 17.9 |  | install canister antenna | 7.75x7.75
| Middlefield | Meriden Road | Omni | Sprint | monopole | 110 | 120 |  | 6-DAPA 59212 antennas | 7x5.5
| Middlefield | Meriden Road | Nextel | Sprint | monopole | 110 | 120 | 440 | 12-panels | 10x20 | expand fence around building
| Middlefield | Meriden Road | Omni | Sprint | monopole | 100 | 120 | 440 |  |  | Correction of antenna height from 110 to 100 ft agl
| Middlefield | Meriden Road | SCLP | Sprint | monopole | 129.5 | 133.5 |  | 3- 8' EMS panel antennas | 11.5'x20' | SNET adds pipe mast for its antennas
| Middlefield | Meriden Road | AT&T | Sprint | monopole | 88 | 133.5 |  | 9 panel | cabinet
| Middlefield | Meriden Road | SNET/Cingular | Sprint | monopole | 129.5 | 133.5 |  | replace existing antennas with 3 EMS MB96RR900200, 6 tower mount amplifiers, 6 diplexers |  | install new pipe mast extension for Cingular antennnas
| Middlefield | Meriden Road | T-Mobile | Sprint | monopole | 100 | 133.5 |  | E911 upgrade
| Middlefield | Meriden Road | AT&T | Sprint | monopole | 88 | 133.5 |  | antennas removed - no longer in use
| Middlefield | Meriden Road | Pocket (now MetroPCS) | Crown Castle | monopole | 95 | 133.5 |  | flush mount three antennas
| Middlefield | Meriden Road | T-Mobile | Crown Castle | monopole | 104 | 133.5 |  | replace 6 existing antennas with 6 UMTS quad pole antennas
| Middlefield | Meriden Road | AT&T | Crown Castle | monopole | 131 | 133.5 |  | replace 3 flush mounted antennas with 6 antennas on platform
| Middlefield | Meriden Road | AT&T | Crown Castle | monopole | 132 | 133.5 |  | add 3 LTE antennas to 6 existing antennas
| Middlefield | Meriden Road | MetroPCS | Crown Castle | monopole |  | 133.5 |  |  |  | replace radio cabinet for LTE upgrade
| Middlefield | Meriden Road | Sprint | Crown Castle | monopole | 119 | 133.5 |  | replace 6 CDMA antennas with 3 dual-band antennas |  | 4G/LTE upgrade
| Middlefield | Meriden Road | T-Mobile | Crown Castle | monopole | 104 | 133.5 |  | replace 6 existing antennas with 6 dual-band antennas |  | 4G/LTE upgrade
| Middlefield | Meriden Road | Sprint | Crown Castle | monopole | 121 | 133.5 |  | add 3 new CDMA/LTE antennas to 3 existing antennas
| Middlefield | Meriden Road | T-Mobile | Crown Castle | monopole | 101 | 134 |  | install 1 x 5GHz MW dish
| Middlefield | Meriden Road | T-Mobile | Crown Castle | monopole | 101 | 133.5 |  | replace 3 antennas w 3 x 600/700 MHz & install 3 x 1900/2100 Mhz antennas; add 3 rru's
| Middlefield | Jackson Hill Road | AT&T | Nextel | monopole | 98 | 150 |  | add 6 Allgon 7250.03 panel antennas | pad | up to four cabinets on concrete pad; Nextel on @ 148', Verizon on @ 138', Town on @ 108'
| Middlefield | Jackson Hill Road | Verizon | Nextel | monopole | 138 | 150 |  | install 12 panel antennas | 12x30
| Middlefield | Jackson Hill Road | Cingular | Nextel | monopole | 98 | 150 |  | remove 3 existing antennas; replace with 6 new antennas, 6 TMAs, 6 diplexers
| Middlefield | Jackson Hill Road | Pocket (now MetroPCS) | Nextel | monopole | 88 | 150 |  | flush mount 3 antennas
| Middlefield | Jackson Hill Road | AT&T | TowerCo | monopole | 98 | 150 |  | add 3 LTE antennas to 6 existing antennas
| Middlefield | Jackson Hill Road | Verizon | TowerCo | monopole | 140 | 150 |  | replace 12 existing antennas with 6 cellular, 3 PCS, and 3 LTE antennas
| Middlefield | Jackson Hill Road | AT&T | TowerCo | monopole |  | 150 |  |  |  | install 50 kW diesel generator for backup power
| Middlefield | Jackson Hill Road | Verizon | SBA | monopole | 140 | 150 |  | replace 6 ant w/ 3 700/2100 MHz, 3 1900 MHz; add 9 RRHs
| Middlefield | Jackson Hill Road | AT&T | SBA | monopole | 150 | 150 |  | install 3 850 MHz, 3 2300 MHz and 3 700/1900 MHz antennas; add 6 RRHs |  | AT&T relocating all equipment from 98 ft level to top of tower. A splace vacated by Sprint Nextel
| Middlefield | Meriden Road | BAM | Land Management Inc | monopole | 43 | 45 | 426.5 | 6 panels | 10x11
Docket No. 223 | Middlefield | Meriden Road | AT&T | Cellco/Verizon | monopole | 130 | 152 | 426 | 12 panel antennas w/ GPS antenna |  | will replace existing pole
Docket No. 223 | Middlefield | Meriden Road | Verizon | Cellco/Verizon | monopole | 150 | 152 | 426 | 12 panel antennas w/ GPS antenna | 12x30 | will replace existing pole
| Middlefield | Meriden Road |  | Cellco/Verizon | monopole |  | 152 | 426 |  |  | transfer of certificate
| Middlefield | Meriden Road | T-Mobile | Cellco/Verizon | monopole | 137 | 152 | 426 | 9 panel antennas | pad
| Middlefield | Meriden Road | Cingular | Cellco/Verizon | monopole | 130 | 152 | 426 | replace 3 existing antennas with 6 new antennas, 6 TMAs, and 6 diplexers
| Middlefield | Meriden Road | Verizon | Cellco/Verizon | monopole | 150 | 152 | 426 | replace 12 existing antennas with 6 cellular, 3 PCS, and 3 LTE antennas
| Middlefield | Meriden Road | AT&T | Cellco/Verizon | monopole | 134 | 152 | 426 | add 3 LTE antennas to 6 existing antennas
| Middlefield | Meriden Road | AT&T | Cellco/Verizon | monopole |  | 152 | 426 |  |  | install 50 kW diesel generator for backup power | diesel generator
| Middlefield | Meriden Road | Verizon | Cellco/Verizon | monopole | 150 | 152 | 426 | add 3 AWS antennas to 12 existing antennas
| Middlefield | Meriden Road | T-Mobile | Cellco/Verizon | monopole | 140 | 150 | 426 | replace 3 antennas and 6 TMAs
| Middlefield | Meriden Road | Verizon | American Tower | monopole | 150 | 150 | 426 | replace 12 ant w/ 3 700 MHz, 6 850 MHz, 3 1900 MHz
| Middlefield | Meriden Road | Verizon | American Tower | monopole | 150 | 150 | 426 | remove 6 antennas & install 6 x 700/850/1900/2100 MHz antennas; add 6 rru's
Docket No. 40 | Middlefield | Kikapoo Road | SNET Cellular | SNET Cellular | monopole | 75 | 75 | 778 | (4-6) whips | 21'x25'
| Middlefield | Kikapoo Road | SNET/SCLP | SNET/SCLP | monopole | [5 empty] | Transfer of certificate from SNET to Springwich Cellular limited Partnership
| Middlefield | Kikapoo Road | SNET/SCLP | SNET/SCLP | monopole | 76.94 | 75 | 774 | Directional panel antennas , Approx. 4' |  | Increase channels change antenna type
| Middlefield | Kikapoo Road | SNET/Cingular | SNET/SCLP | monopole | 76.94 | 75 | 774 | replace existing antennas with 9 DUO4-8670, 6 tower mount amplifiers, 1 LMU @ 20'
| Middlefield | Kikapoo Road | SNET/Cingular | SNET/SCLP | monopole | 78 | 75 | 774 | install 1 more antenna than previously approved, no LMU
| Middlefield | Kikapoo Road | Cingular | SNET/SCLP | monopole | 78 | 75 | 774 | remove 9 existing antennas; install 6 new antennas, 6 TMAs, and 6 diplexers
| Middlefield | Kikapoo Road | AT&T | SBC | monopole | 78 | 75 | 774 | add 3 LTE antennas to 6 existing antennas
| Middlefield | Kikapoo Road | AT&T | American Tower Corporation | monopole | top | 75 | 774 | replace 3 antennas with 3 700/1900 MHz antennas
| Middlefield | Kikapoo Road | AT&T | American Tower Corporation | monopole | top | 75 | 774 | replace 3 antennas w 3x 700/2300/2100 MHz antennas; add 9 RRU's & replace 6 RRU's
Sub-petition No. 1133 | Middletown | Cross Street | Verizon | City of Middletown | self-support lattice | 130 | 180 |  | install 12 antennas and 9 RRHs | 12x17 | located at Middletown Police Dispatch & Middletown Fire Department Engine Co. No. 2 | natural gas generator | 25 kW
| Middletown | South Main Street | BAM | SBA | monopole | 156 | 158 |  | 12-ALLGON 7130.16 panel antennas | 12x30 | 1-GPS on Bldg, 1-40 kW diesel Generator | diesel generator
| Middletown | South Main Street | Sprint | SBA | monopole | 147 | 158 |  | 6 DB980H90 panel antennas
| Middletown | South Main Street | Omni | SBA | monopole | 137 | 158 |  | 6-EMS RR90-17-02DP panel antennas | cabinets
| Middletown | South Main Street | Nextel | SBA | monopole | 125 | 158 |  | 12-panel antennas | 10'x20'
| Middletown | South Main Street | AT&T Wireless | SBA | monopole | 117 | 158 |  | 6 Allgon 7250 panel antennas |  | 2 new, 2 future equipment cabinets on 6x10 concrete pad
| Middletown | South Main Street | T-Mobile | SBA | monopole | 137 | 158 |  | E911 upgrade
| Middletown | South Main Street | Cingular | SBA | monopole | 107 | 158 |  | install up to 12 CSS DUO-1417-8686 panel antennas | 12x20 | also 6 tower top amplifiers and up to 3 dual-band combiners
| Middletown | South Main Street | Cingular | Verizon | monopole | 157 | 158 |  | replace 6 cellular with 6 PCS antennas
| Middletown | South Main Street | Cingular/AT&T | Verizon | monopole | 117 | 158 |  | decommission AT&T antennas
| Middletown | South Main Street | Cingular | Verizon | monopole | 107 | 158 |  | remove 3 existing antennas; install 3 new antennas and 6 diplexers
| Middletown | South Main Street | Pocket (now MetroPCS) | Verizon | monopole | 116 | 158 |  | flush mount 3 antennas
| Middletown | South Main Street | Clearwire | Verizon | monopole | 147 | 158 |  | install 3 WiMAX antennas @ 147' and 1 microwave dish @ 151'
| Middletown | South Main Street | Sprint | Verizon | monopole |  | 158 |  |  |  | install 4 kW fuel cell for backup power | fuel cell backup
| Middletown | South Main Street | Verizon | Verizon | monopole | 158 | 158 |  | replace 12 existing antennas with 6 new cellular, 3 new PCS, and 3 new LTE antennas
| Middletown | South Main Street | AT&T | SBA | monopole | 107 | 158 |  | replace 6 of 9 dual-band antennas with 6 multi-band antennas
| Middletown | South Main Street | Sprint | SBA | monopole | 146 | 158 |  | replace 6 CDMA antennas with 3 dual-band antennas |  | 4G/LTE upgrade
| Middletown | South Main Street | AT&T | SBA | monopole |  | 158 |  |  |  | install 50 kW diesel generator for backup power | diesel generator
| Middletown | South Main Street | Sprint | SBA | monopole | 146 | 158 |  | install 3 new CDMA/LTE antennas
| Middletown | South Main Street | T-Mobile | SBA | monopole | 137 | 158 |  | install 3 LTE antennas w/ bias tees, add 3 RRUs
| Middletown | South Main Street | Verizon | SBA | monopole | top | 158 |  | replace 6 antennas with 3 1900 and 3 700/2100 MHz antennas
| Middletown | South Main Street | AT&T | SBA | monopole | 107 | 158 |  | replace 6 antennas with 3 700/1900 and 3 850/1900 MHz antennas
| Middletown | South Main Street | T-Mobile | SBA | monopole | 137 | 158 |  | replace 6 antenna w 3x1900/2100 MHz & 3x 600/700/1900 MHz antennas; add 3 rru's
Petition No. 571 | Middletown | River Road | Sprint | NRG | rooftop | 134&153 |  |  | add 4 antennas @ 153' and 8 antennas @ 134' |  | ground equipment on 7x22 steel frame on boiler room roof
| Middletown | River Road | Sprint | NRG | rooftop | 133 |  |  | replace 6 CDMA antennas with 3 dual-band antennas |  | 4G/LTE upgrade
| Middletown | River Road | Sprint | NRG | rooftop | 133 |  |  | install 2 2500 MHz ant @ 133' & 1 RRH at 152'
| Middletown | Saybrook Road | Omni | Sprint | monopole | 110 | 150 |  | 3-EMS RR90-17-02DP | 10x5 pad | cabinets
| Middletown | Saybrook Road | SCLP | Sprint | monopole | 130 | 150 |  | 12-Alp 7120.16 panel antennas | 12x26
| Middletown | Saybrook Road | AT&T Wireless | Sprint | monopole | 122 | 150 |  | 6 panel (Allgon 7250.03) | cabinets
| Middletown | Saybrook Road | Verizon | Sprint | monopole | 142 | 150 |  | 12 panel antennas | 12x30
| Middletown | Saybrook Road | SNET/Cingular | Sprint | monopole | 132 | 150 |  | replace existing antennas with 9 CSS DUO4-8670, 6 tower mount amplifiers, 1 LMU @ 112'
| Middletown | Saybrook Road | T-Mobile | Sprint | monopole | 110 | 150 |  | E911 upgrade
| Middletown | Saybrook Road | T-Mobile | Sprint | monopole | 110 | 150 |  | add 4 EMS-RR65-18-02DP antennas to 2 existing |  | 1 new equipment cabinet
| Middletown | Saybrook Road | Nextel | Sprint | monopole | 102 | 150 |  | 12 panel antennas | 12x20
| Middletown | Saybrook Road | Verizon | Sprint | monopole | 142 | 150 |  | replace 6 cellular antennas with 6 new PCS antennas
| Middletown | Saybrook Road | Cingular/AT&T | Sprint | monopole | 122 | 150 |  | remove AT&T antennas and equipment
| Middletown | Saybrook Road | Cingular | Sprint | monopole | 132 | 150 |  | remove 9 existing antennas and 6 TMAs; replace with 6 new antennas, 6 TMAs, and 6 diplexers
| Middletown | Saybrook Road | Pocket (now MetroPCS) | Sprint | monopole | 122 | 150 |  | flush mount 3 antennas
| Middletown | Saybrook Road | Verizon | Sprint | monopole | 142 | 150 |  | replace 12 existing antennas with 6 cellular, 3 PCS, and 3 LTE antennas
| Middletown | Saybrook Road | AT&T | Crown Castle | monopole | 132 | 150 |  | add 3 LTE antennas to 6 existing antennas
| Middletown | Saybrook Road | Sprint | Crown Castle | monopole |  | 150 |  |  |  | install 1 RRH cabinet and 1 fiber junction box
| Middletown | Saybrook Road | Verizon | Crown Castle | monopole | 142 | 150 |  | replace 3 of 12 antennas with 3 new LTE antennas
| Middletown | Saybrook Road | AT&T | Crown Castle | monopole |  | 150 |  |  |  | install 50 kW diesel generator for backup power | diesel generator
| Middletown | Saybrook Road | AT&T | Crown Castle | monopole | 132 | 150 |  | replace 3 existing GSM and 3 LTE antennas with 6 new LTE antennas; retain 3 existing UMTS antennas
| Middletown | Saybrook Road | Verizon | Crown Castle | monopole | 142 | 150 |  | replace 3 ant. w/ 3 1900 MHz, add 3 2100 MHz. add 6 RRHs.
| Middletown | Saybrook Road | Sprint | Crown Castle | monopole | 150 | 150 |  | replace 6 antennas w/ 3 800/1900 MHz; add 3 RRHs & 3 diplexers to ground
| Middletown | Saybrook Road | Sprint | Crown Castle | monopole | 150 | 150 |  | replace 6 antennas w 3 x 850/1900 MHz and 3 x 2500 MHz ; add 12 RRU's |  | rotate existing paltform
| Middletown | Saybrook Road | T-Mobile | Crown Castle | monopole | 110 | 150 |  | remove 3 antennas & install 3x 1900/2100 MHz antennas; |  | remove 2 existing T-arm antenna mounts
Docket No. 125 | Middletown | Court Street | BAM | Middlesex Mutual Ass. Co. | rooftop | 207 | 207 | 67 | 2-6.5 whips, 6-11"x20" panels |  | Buliding Mount
| Middletown | Court Street | BAM | Middlesex Mutual Ass. Co. | rooftop | 180 | 207 | 67 | 9 ALP 9212 |  | Replace Antennas
| Middletown | Court Street | Verizon | Middlesex Mutual Ass. Co. | rooftop | 179 | 207 | 67 | replace 6 cellular antennas with 6 PCS antennas
| Middletown | Court Street | Verizon | Middlesex Mutual Ass. Co. | rooftop | 179 | 207 | 67 | replace 12 existing antennas with 6 cellular, 3 PCS, and 3 LTE antennas
| Middletown | Court Street | Verizon | Middlesex Mutual Ass. Co. | rooftop | 179 | 207 | 67 | replace 6 of 12 antennas with 3 cellular and 3 AWS antennas
| Middletown | Court Street | Verizon | Middlesex Mutual Ass. Co. | rooftop | 179 | 207 | 67 | replace 9 antennas w/ 3 700 MHz, 3, 1900 MHz, 3 2100 MHz
| Middletown | Court Street | Verizon | 213 Court Street Realty Trust | rooftop | 179 | 207 | 67 | replace 6 ant w/ 3 700/2100 MHz & 3 850/1900 MHz antennas; replace 6 RRHs, add 3 RRHs
| Middletown | Court Street | AT&T | 213 Court Street Realty Trust | rooftop | 171 | 207 | 67 | replace 3 antennas with 3 x 700/1900/2300 MHz; replace 6 TMA
| Middletown | Preston Avenue | VoiceStream | AT&T | monopole | 140 | 150 | 370 | 12 panel | cabinets
| Middletown | Preston Avenue | Sprint | AT&T | monopole | 130 | 150 | 370 | 12 panel | cabinet
| Middletown | Preston Avenue | Cellco | AT&T | monopole | 110 | 150 | 370 | 12 panel | 12x20
| Middletown | Preston Avenue | SNET/Cingular | AT&T | monopole | 100 | 150 | 370 | add 12 CSS DUOF-8670 panel antennas, 6 ADC dual-band tower mount amplifiers, 1 LMU, 1 small GPS antenna to equipment building | 11.5x20
| Middletown | Preston Avenue | T-Mobile | AT&T | monopole | 140 | 150 | 370 | E911 upgrade
| Middletown | Preston Avenue | SNET/Cingular | AT&T | monopole | 100 | 150 | 370 | replace existing with 9 CSS CUO1417-8686 panel antennas, 6 tower mount amplifiers, 3 duplexers |  | coax cable outside monopole
| Middletown | Preston Avenue | AT&T | AT&T | monopole | 120 | 150 | 370 | replace one antenna per sector for E911
| Middletown | Preston Avenue | Cingular | New Cingular | monopole | 150 | 150 | 370 | remove Cingular antennas @ 100' and replace wit h new antennas at 150'
| Middletown | Preston Avenue | AT&T | New Cingular | monopole | 120 | 150 | 370 | remove all AT&T antennas
| Middletown | Preston Avenue | Cingular/AT&T | New Cingular | monopole |  | 150 | 370 | remove all AT&T ground equipment
| Middletown | Preston Avenue | Verizon | New Cingular | monopole | 110 | 150 | 370 | replace 12 existing antennas with 6 new PCS and 6 new cellular antennas | 12x20
| Middletown | Preston Avenue | Cingular | New Cingular | monopole | 150 | 150 | 370 | remove existing antennas; replace with 6 new antennas, 6 TMAs, 6 diplexers
| Middletown | Preston Avenue | Pocket (now MetroPCS) | New Cingular | monopole | 90 | 150 | 370 | flush mount 3 antennas
| Middletown | Preston Avenue | Verizon | New Cingular | monopole | 110 | 150 | 370 | replace 6 existing PCs antennas with 3 new PCS and 3 700 MHz antennas
| Middletown | Preston Avenue | Sprint | New Cingular | monopole |  | 150 | 370 |  |  | install 5 kw fuel cell for backup power | fuel cell backup
| Middletown | Preston Avenue | AT&T | AT&T | monopole | 150 | 150 | 370 | add 3 multi-band antennas for LTE to 6 GSM/UMTS antennas |  | 4G/LTE upgrade
| Middletown | Preston Avenue | MetroPCS | AT&T | monopole |  | 150 | 370 |  |  | replace radio cabinet as part of LTE upgrade
| Middletown | Preston Avenue | Sprint | AT&T | monopole | 125 | 150 | 370 | replace 12 CDMA antennas with 3 dual-band antennas |  | 4G/LTE upgrade
| Middletown | Preston Avenue | T-Mobile | AT&T | monopole | 140 | 150 | 370 | replace 6 of 8 existing antennas with 3 LTE and 3 multi-band antennas |  | 4G/LTE upgrade
| Middletown | Preston Avenue | AT&T | AT&T | monopole |  | 150 | 370 |  |  | install 50 kW diesel generator for backup power | diesel generator
| Middletown | Preston Avenue | Verizon | AT&T | monopole | 110 | 150 | 370 | replace 6 of 12 existing antennas with 3 new 1900 MHz antennas and 3 new 800 MHz antennas
| Middletown | Preston Avenue | T-Mobile | AT&T | monopole | 140 | 150 | 370 | add 3 new LTE antennas to 6 existing antennas
| Middletown | Preston Avenue | AT&T | AT&T | monopole | top | 150 | 370 | replace 3 antennas with 3 700/1900 MHz antennas
| Middletown | Preston Avenue | AT&T | AT&T | monopole | top | 150 | 370 | install 3 RRHs on platform & 3 RRHs within equipment shelter
| Middletown | Preston Avenue | Sprint | AT&T | monopole | 130 | 150 | 370 | install 3 x 2500 MHz antennas ; add 3 rru'd
Docket No. 316 | Middletown | Fairchild Road | Nextel | Optasite | monopole | 120 | 120 | 184 | flush mount three antennas | 12x30
| Middletown | Fairchild Road | Verizon | Optasite | monopole | 110 | 120 | 184 | install 3 panel antennas | 12x30
| Middletown | Fairchild Road | Pocket (now MetroPCS) | Optasite | monopole | 100 | 120 | 184 | flush mount three antennas
| Middletown | Fairchild Road |  | SBA | monopole |  | 120 | 184 |  |  | Transfer of Certificate from Optasite
| Middletown | Fairchild Road | Clearwire | SBA | monopole | 90 | 120 | 184 | install 3 WiMAX antennas and 2 microwave dishes
Docket No. 316A | Middletown | Fairchild Road | AT&T | SBA | monopole | 130 | 130 | 184 | install 9 panel antennas |  | extend tower 10 feet to 130' agl/see Petition No. 988 that was denied
| Middletown | Fairchild Road | Verizon | SBA | monopole | 110 | 130 | 184 | replace 3 existing antennas with 3 cellular and add 3 LTE antennas
| Middletown | Fairchild Road | MetroPCS | SBA | monopole | 110 | 130 | 184 |  |  | replace radio cabinet for LTE upgrade
| Middletown | Fairchild Road | AT&T | SBA | monopole | 130 | 130 | 184 | replace 9 existing antennas with 12 new antennas
| Middletown | Fairchild Road | T-Mobile | SBA | monopole | 100 | 130 | 184 | replace 3 flush-mounted 3G antennas with 6 4G antennas on T-arm mounts
| Middletown | Fairchild Road | AT&T | SBA | monopole | top | 130 | 184 | install 3 700 MHz antennas |  | replace existing platform
| Middletown | Fairchild Road | Verizon | SBA | monopole | 110 | 130 | 184 | replace 6 antennas with 3 700/2100 and 3 850/1900 MHz antennas
| Middletown | Fairchild Road | T-Mobile | SBA | monopole | 100 | 130 | 184 | install 3 700 MHz antennas
| Middletown | Fairchild Road | AT&T | SBA | monopole | 130 | 130 | 184 | install 9 RRHs
| Middletown | Fairchild Road | AT&T | SBA | monopole | 130 | 130 | 184 | install 3 RRHs on platform
| Middletown | Fairchild Road | Sprint | SBA | monopole | 90 | 130 | 184 | ereplace 3 antennas w 3 x 2500MHz antennas & install 3 x 850/1900MHz antennas; add 6 rru's
Petition No. 606 | Middletown | Bartholomew Road | AT&T | CL&P | utility pole | 93 | 95 | 500 | 6 Allgon 7250.03 panel antennas | pad | replace existing 48' utility pole with 95' wood pole for antennas
| Middletown | Bartholomew Road | T-Mobile | CL&P | utility pole | 83 | 95 | 500 | install 9 panel antennas | pad | three equipment cabinets
| Middletown | Bartholomew Road | Cingular | CL&P | utility pole | 93 | 95 | 500 | remove 3 existing antennas, install 3 new ones with 6 TMAs
| Middletown | Bartholomew Road | Cingular | CL&P | utility pole |  | 95 | 500 |  |  | install new equipment cabinet
| Middletown | Bartholomew Road | AT&T | CL&P | utility pole | 93 | 95 | 500 | add 3 multi-band antennas for LTE to 3 GSM/UMTS antennas |  | 4G/LTE upgrade
| Middletown | Bartholomew Road | T-Mobile | CL&P | utility pole | 83 | 95 | 500 | replace 3 of 6 existing antennas with 3 new antennas |  | 4G/LTE upgrade
| Middletown | Bartholomew Road | AT&T | Eversource | utility pole | 93 | 95 | 500 | replace 3 ant w/ 3 700/1900 MHz ant; install 6 TMAs
| Middletown | Industrial Park Road | SCLP | Omni | monopole | 173 | 185 |  | 12- 52" Allgon 7120.16 panel ants. | 12x26
| Middletown | Industrial Park Road | AT&T Wireless | Omni | monopole | 165 | 185 |  | 12 panel ants. | 12x20
| Middletown | Industrial Park Road | VoiceStream | Omni | monopole | 185 | 185 |  | 6 panel (RR-90-17-DP) | 2 cabinets | replacement of 6 existing panel antennas
| Middletown | Industrial Park Road | AT&T Wireless | Omni | monopole | [5 empty] | Install new equipment in existing shelter
| Middletown | Industrial Park Road | SNET/Cingular | Omni | monopole | 173 | 185 |  | replace existing antennas with 9 CSS DUO4-8670, 6 tower mount amplifiers, 1 LMU @ 154'
| Middletown | Industrial Park Road | T-Mobile | Omni | monopole | 185 | 185 |  | E911 upgrade
| Middletown | Industrial Park Road | AT&T | Omni | monopole |  | 185 |  | add GPS antenna for E911
| Middletown | Industrial Park Road | AT&T | Omni | monopole | 165 | 185 |  | remove antennas
| Middletown | Industrial Park Road | Pocket (now MetroPCS) | Omni | monopole | 165 | 185 |  | flush mount 3 antennas
| Middletown | Industrial Park Road | Cingular | Omni | monopole | 175 | 185 |  | remove 9 existing antennas, 6 TMAs, 3 diplexers; install 6 new antennas, 6 TMAs, and 6 diplexers
| Middletown | Industrial Park Road | T-Mobile | Omni | monopole | 185 | 185 |  | add 3 antennas and 3 TMAs to 6 existing antennas and 6 TMAs |  | UMTS upgrade
| Middletown | Industrial Park Road | AT&T | T-Mobile | monopole | 175 | 185 |  | add 3 LTE antennas to 6 GSM/UMTS antennas |  | 4G upgrade
| Middletown | Industrial Park Road | MetroPCS | T-Mobile | monopole |  | 185 |  |  |  | replace radio cabinet as part of LTE upgrade
| Middletown | Industrial Park Road | Verizon | Crown Castle | monopole | 155 | 185 |  | install 12 antennas | 12x24 |  | propane generator
| Middletown | Industrial Park Road | AT&T | Crown Castle | monopole |  | 185 |  |  |  | install 50 kW diesel generator for backup power | diesel generator
| Middletown | Industrial Park Road | T-Mobile | Crown Castle | monopole | 185 | 185 |  | replace 3 of 9 existing antennas with 3 new LTE antennas (in place of GSM antennas)
| Middletown | Industrial Park Road | AT&T | Crown Castle | monopole | 175 | 185 |  | retain 3 existing UMTS antennas; remove 3 GSM antennas; install 6 new LTE antennas
| Middletown | Industrial Park Road | AT&T | Crown Castle | monopole | 175 | 185 |  | install 3 LTE antennas
| Middletown | Industrial Park Road | Verizon | Crown Castle | monopole | 155 | 185 |  | replace 12 ant w/ 3 700 MHz, 3 850 MHz, 3 1900 MHz, 3 2100 MHz; replace 3 RRHs, add 6 RRHs
| Middletown | Industrial Park Road | AT&T | Crown Castle | monopole | 175 | 185 |  | replace 3 antennas w/ 3 850/2100/2300 MHz; replace 3 RRHs, add 6 new RRHs
| Middletown | Aircraft Road | Nextel | Pratt and Whitney | guyed-lattice | 170 | 200 |  | 4-10 ft whip antennas | 9x4 cabunets | 2 GPS at 80 ft
| Milford | Bona Street | SNET | Intergrated Mobile Services | monopole | 147 | 150 |  | 12 panel DB846H80 | 11x20
| Milford | Bona Street | SNET/Cingular | Intergrated Mobile Services | monopole | 133 | 133 |  | up to 12 DUO4-8670 panel antennas, up to 6 ADC tower mount amplifiers, 1 LMU, GPS on equipment building | 11x20 | tower built at 133' rather than originally approved 150' due to FAA ruling
| Milford | Bona Street | Verizon | Intergrated Mobile Services | monopole | 93 | 133 |  | install 12 DB842H65E-XY panel antennas | 12x30
| Milford | Bona Street | Cingular | Intergrated Mobile Services | monopole | 133 | 133 |  | replace existing antennas with 6 new antennas |  | install 1 Ericsson RBS 3206 cabinet inside existing shelter
| Milford | Bona Street | Verizon | Intergrated Mobile Services | monopole | 113 | 133 |  | install 6 PCS and 6 cellular antennas | 12x30
| Milford | Bona Street | AT&T | Intergrated Mobile Services | monopole | 136 | 133 |  | add 3 antennas and 6 RRHs to existing 6 antennas and 6 TMAs
| Milford | Bona Street | Verizon | Crown Castle | monopole | 113 | 133 |  | replace 6 of 12 existing antennas with 3 new PCS and 3 new LTE antennas
| Milford | Bona Street | Verizon | Crown Castle | monopole | 113 | 133 |  | replace 6 of 12 existing antennas with 3 new PCS and 3 new LTE antennas and add 3 new AWS antennas
| Milford | Bona Street | AT&T | Crown Castle | monopole | top | 133 |  | replace 3 antennas with 3 850/2300 MHz antennas
| Milford | Bona Street | AT&T | Crown Castle | monopole | 136 | 133 |  | replace 3 antennas w/ new; replace 3 RRHs w/ new
| Milford | Bona Street | AT&T | Crown Castle | monopole | 136 | 133 |  | install 3 x 850/1900 MHz antennas
Petition No. 680 | Milford | Boston Post Road | Verizon | Verizon (on Howard Johnson Hotel) | monopole | 82.5; 76.5 | 87.5 |  | three antennas at 82.5' and three antennas at 76.5' (PCS and Cellular) |  | 40' flagpole on top of Howard Johnson hotel; Cingular antennas also on hotel
| Milford | Boston Post Road | Verizon | Verizon (on Howard Johnson Hotel) | monopole | 82.5; 76.5 | 87.5 |  | replace existing antennas with 3 dual-band antennas @ 82.5' and 3 LTE antennas @ 76.5'
| Milford | Boston Post Road | Verizon | Verizon | monopole | var | 87.5 |  | replace 6 antennas with 3 850/1900 MHz antennas @ 82.5' and 3 700/2100 MHz antennas @ 76.5'
Petition No. 1357 | Milford | Boston Post Road | Verizon | Verizon | [5 empty] | 12'x38'x11' shelter | Install CRAN facility at ground level in the Northernmost part of the property; | diesel generator | 60kw | no
Petition No. 1375 | Milford | Boston Post Road | Verizon | Joint Petition by Verizon, AT&T & T-Mobile | Temporary monopole | 123 | 126 |  | install 9 panel antennas and 6 RRU's | install super COW | install T-arm antenna mount ; proposed temporary tower to provide service during construction of new Hotel
Petition No. 1375 | Milford | Boston Post Road | T-Mobile | Joint Petition by Verizon, AT&T & T-Mobile | Temporary monopole | 104 | 126 |  | install 3 panel antennas | install equipment in proposed 6'x6' walk in cabinet
Petition No. 1375 | Milford | Boston Post Road | AT&T | Joint Petition by Verizon, AT&T & T-Mobile | Temporary monopole | 70 | 126 |  | install six panel antennas and 9 RRU's | install equipment in proposed 6'x6' walk in cabinet | Verizon on T-arms; AT&T on low profile platform;
| Milford | Schoolhouse Road | Omni | Sprint | monopole | 100 | 140 | 52 | 3-EMS RR99-17-02DP | cabinets | Sprint on tower @ 140'
| Milford | Schoolhouse Road | AT&T Wireless | Sprint | monopole | 125 | 140 | 52 | 12-Allgon 7184.14 panel antennas | cabinets
| Milford | Schoolhouse Road | BAM | Sprint | monopole | 105 | 140 | 52 | 12-Allgon 7129.16 panel antennas | 12x30 | 1-GPS, 1-40-KW Diesel Generator
| Milford | Schoolhouse Road | AT&T Wireless | Sprint | monopole | - | 140 |  | 3 panel | cabinet | replacement of 3 existing panels, new cabinet
| Milford | Schoolhouse Road | T-Mobile | Sprint | monopole | 100 | 140 | 52 | E911 upgrade
| Milford | Schoolhouse Road | AT&T Wireless | Sprint | monopole |  | 140 | 52 | add GPS antenna for E911
| Milford | Schoolhouse Road | T-Mobile | Sprint | monopole | 100 | 140 | 52 | add six dual pol antennas to existing three antennas | pad
| Milford | Schoolhouse Road | Verizon | Sprint | monopole | 105 | 140 | 52 | replace 6 cellular antennas with 6 PCS antennas
| Milford | Schoolhouse Road | Cingular | Sprint | monopole | 125 | 140 | 52 | replace existing array with 6 new antennas, 6 TMAs, and 6 diplexers |  | UMTS upgrade
| Milford | Schoolhouse Road | T-Mobile | Sprint | monopole | 115 | 140 | 52 | add 3 new antennas to 6 existing antennas |  | UMTS upgrade
| Milford | Schoolhouse Road | Pocket (now MetroPCS) | Sprint | monopole | 95 | 140 | 52 | flush mount 3 antennas
| Milford | Schoolhouse Road | Verizon | Sprint | monopole | 106 | 140 | 52 | replace 12 existing antennas with 6 new PCS and 6 new cellular antennas
| Milford | Schoolhouse Road | Clearwire | Sprint | monopole | 140 | 140 | 52 | install 3 panel antennas and 3 microwave dishes
| Milford | Schoolhouse Road | Verizon | Sprint | monopole | 106 | 140 | 52 | replace 12 existing antennas with 3 PCS, 6 cellular, and 3 700 MHz antennas
| Milford | Schoolhouse Road | Sprint | Crown Castle | monopole | 140 | 140 | 52 | replace 9 existing CDMA antennas with 3 quad pole antennas for LTE
| Milford | Schoolhouse Road | AT&T | Crown Castle | monopole | 125 | 140 | 52 | add 3 multi-band antennas to 6 GSM/UMTS antennas |  | 4G/LTE upgrade
| Milford | Schoolhouse Road | Verizon | Crown Castle | monopole | 104 | 140 | 52 | replace 6 of 12 existing antennas with 3 850 MHz antennas and 3 2100 MHz antennas
| Milford | Schoolhouse Road | Sprint | Crown Castle | monopole | 140 | 140 | 52 | remove Clearwire antennas and dishes and install 3 new CDMA/LTE antennas
| Milford | Schoolhouse Road | AT&T | Crown Castle | monopole | 123 | 140 | 52 | replace 3 ant. w/ 3 700/1900 MHz; add 6 RRHs
| Milford | Schoolhouse Road | Verizon | Crown Castle | monopole | 104 | 140 | 52 | replace 9 ant w/ 3 700 MHz ant, 3 1900 MHz, 3 2100 MHz; replace 3 RRHs, add 6 RRHs
| Milford | Schoolhouse Road | AT&T | Crown Castle | monopole | 123 | 140 | 52 | replace 3 antennas and install 3 RRHs
| Milford | Schoolhouse Road | T-Mobile | Crown Castle | monopole | 116 | 140 | 52 | remove 9 antennas and install 3 x1900/2100 MHz 7 3x 600/700/1900/2100 MHz antennas; add 3 rru's
| Milford | Schoolhouse Road | Verizon | Crown Castle | monopole | 105 | 140 | 52 | add 3 rru's
Petition No. 1245 | Milford | Boston Post Road | T-Mobile | CT Post Limited Partnership | rooftop | 43 | 45 | 21 | install new tower on rooftop install 3 700 MHz ant; install 1 flush-mounted antenna on side of upper roof |  | There is an existing roof mounted tower on mall building; T-Mobile adding new roof-mounted tower; on CT Post Mall
| Milford | Boston Post Road | T-Mobile | CT Post Limited Partnership | rooftop | 41 | 42 | 21 | remove 4 ant & 1 pipe mast; install 3 1900/2100 MHz ant on new pipe mast; add 1 700 MHz & 1 1900 MHz
Petition No. 1363 | Milford | Boston Post Road | T-Mobile | CT Post Limited Partnership | rooftop |  |  |  | relocate 3 existing antennas to new mast @ 43' & install 3 new antennas @ 50' |  | replace existing pipe mast with new 30' pipe mast and relocate/ install new antennas
| Milford | Wampus Lane | T-Mobile | Nextel | monopole | 108 | 120 |  | install 3 panel antennas; 1 per sector | pad | Nextel antennas at 118'
| Milford | Wampus Lane | T-Mobile | Nextel | monopole | 108 | 120 |  | add 3 antennas; 1 per sector | pad
| Milford | Wampus Lane | Pocket (now MetroPCS) | Nextel | monopole | 88 | 120 |  | flush mount 3 antennas
| Milford | Wampus Lane | Clearwire | Nextel | monopole | 120 | 120 |  | install 3 panel antennas and 3 microwave dishes
| Milford | Wampus Lane | Sprint | Nextel | monopole | 120 | 120 |  | replace 9 iDEN antennas with 3 CDMA and 6 new iDEN antennas
| Milford | Wampus Lane | T-Mobile | SBA | monopole | 105 | 120 |  | replace 6 GSM/UMTS antennas with 6 multi-band antennas |  | 4G/LTE upgrade
| Milford | Wampus Lane | Sprint | SBA | monopole | 116.5 | 120 |  | replace 3 existing CDMA antennas with 6 new CDMA/LTE antennas |  | 4G/LTE upgrade
| Milford | Wampus Lane | T-Mobile | SBA | monopole | 105 | 120 |  | install 3 700 MHz antennas
| Milford | - Research Drive | SNET/SCLP | Nextel | monopole | 182 | 185 | 96 | 9-ALP 11011 Panels | 12x26
| Milford | - Research Drive | BAM | Nextel | monopole | 125 | 185 | 96 | 9-CTY 105 10-N panels | 12x26
| Milford | - Research Drive | Omni | Nextel | monopole | 145 | 185 | 96 | 3-panels, RR90-17-00DP |  | Approve tower sharing
| Milford | - Research Drive | Verizon | American Tower | monopole | 125 | 185 | 96 | 3 metawave panels |  | replaces 12 panel array
| Milford | - Research Drive | SNET/Cingular | American Tower | monopole | 165 | 185 | 96 | replace existing antennas with 9 CSS DUO4-8670, 9 tower mount amplifiers
| Milford | - Research Drive | VoiceStream | American Tower | monopole | n/a | 185 | 96 | n/a |  | install 2 Nortel S8000 cabinets and 2 booster cabinets
| Milford | - Research Drive | T-Mobile | American Tower | monopole | 145 | 185 | 96 | E911 upgrade
| Milford | - Research Drive | Verizon | American Tower | monopole | 125 | 185 | 96 | replace 3 Metawave antennas with 6 cellular and 6 PCS antennas
| Milford | - Research Drive | Cingular | American Tower | monopole | 165 | 185 | 96 | remove existing antennas and replace with 6 new ones |  | replace existing TMAs with 12 new ones
| Milford | - Research Drive | Pocket (now MetroPCS) | American Tower | monopole | 175 | 185 | 96 | flush mount 3 antennas
| Milford | - Research Drive | T-Mobile | American Tower | monopole | 145 | 185 | 96 | replace 3 existing antennas with 3 new ones
| Milford | - Research Drive | Verizon | American Tower | monopole | 126 | 185 | 96 | replace 12 existing antennas with 6 new PCS and 6 new cellular antennas
| Milford | - Research Drive | Verizon | American Tower | monopole | 126 | 185 | 96 | replace 6 existing PCS antennas with 3 new PCS and 3 700 MHz antennas |  | Verizon adds 6 diplexers - acknowledged 6/1/10
| Milford | - Research Drive | Clearwire | American Tower | monopole | 185 | 185 | 96 | install 3 WiMAX antennas and 2 microwave dishes
| Milford | - Research Drive | AT&T | American Tower | monopole | 167 | 185 | 96 | add 3 antennas to 6 existing antennas
| Milford | - Research Drive | Computer Hospital | American Tower | monopole | 139 | 185 | 96 | install 2 antennas
| Milford | - Research Drive | MetroPCS | American Tower | monopole | n/a | 185 | 96 | n/a |  | replace radio cabinet as part of LTE upgrade
| Milford | - Research Drive | Verizon | American Tower | monopole | 126 | 185 | 96 | replace 6 of 12 existing antennas with 3 cellular and 3 AWS antennas
| Milford | - Research Drive | Verizon | American Tower | monopole | 126 | 185 | 96 | replace 3 of 12 existing antennas with 3 new 700 MHz LTE antennas
| Milford | - Research Drive | Verizon | American Tower | monopole | 126 | 185 | 96 | replace 9 ant. w/ 3 700 MHz, 3 1900 MHz, 3 2100 MHz
| Milford | - Research Drive | n/a | American Tower Corporation | monopole | n/a | 185 | 96 | n/a |  |  | diesel generator
| Milford | - Research Drive | T-Mobile | American Tower Corporation | monopole | 145 | 185 | 96 | install 3 700 MHz antennas
| Milford | - Research Drive | AT&T | American Tower Corporation | monopole | 167 | 185 | 96 | install 3 850/2300 MHz antennas
| Milford | - Research Drive | AT&T | American Tower Corporation | monopole | 167 | 185 | 96 | replace 3 existing antennas/RRUs with 3 new antennas/RRUs; install 1 new filter on antenna platform and 6 new cables
| Milford | - Research Drive | AT&T | American Tower Corporation | monopole | 167 | 185 | 96 | replace 6 diplexers with 6 triplexers
| Milford | - Research Drive | Sprint | American Tower Corporation | monopole | 185 | 188 | 96 | replace 6 antennas w 3x850/1900MHz & 3x2500MHz antennas;add 9 RRU's
| Milford | - Research Drive | AT&T | American Tower Corporation | monopole | 167 | 185 | 96 | install 3 new 700/850/2100 MHz antennas
| Milford | - Research Drive | T-Mobile | American Tower Corporation | monopole | 145 | 185 | 96 | replace 3 antennas w 3x 1900/2100MHz & install 3x600/700/1900/2100MHz antennas; add 3 rru's
| Milford | - Research Drive | Verizon | American Tower Corporation | monopole | 126 | 185 | 96 | remove 6 antennas & install 6 x 700/850/1900/2100 MHz antennas; remove nine rru's & add 6 rru's
| Milford | - Research Drive | AT&T | American Tower Corporation | monopole | 167 | 185 | 96 | install 3 x 700/850/2100/5G850 MHz antennas & add 6 rru's |  | replace antenna mount and relocate equipment
| Milford | Melba Street | AT&T | T-Mobile | monopole | 94.5&104.5 | 125 |  | install 3 p065x51NS0N antennas @ ea. Height | cabinets | T-Mobile on flagpole @ 122.5 and 114.5
Petition No. 804 | Milford | Melba Street | Sprint | T-Mobile | monopole | 130 | 135 |  | install 3 antennas at centerline height of 130' | cabinets | replace existing 125' flagpole with 135' flagpole in same compound
| Milford | Melba Street | Cingular | T-Mobile | monopole | n/a | 135 |  | n/a |  | replace one existing equipment cabinet
| Milford | Melba Street | AT&T | T-Mobile | monopole | 94.5, 104.5 | 135 |  | replace 3 antennas at each height with 3 new multi-band antennas |  | 4G/LTE upgrade
| Milford | Melba Street | AT&T | Crown Castle | monopole | 94.5 & 104.5 | 135 |  | replace antennas w/ 3 antennas at 104' and 3 antennas at 95'
Docket No. 410 | Milford | Melba Street | Verizon | Verizon | monopole | 130, 120, 110 | 136 | 30 | 3 PCS antennas @ 130', 3 cellular antennas @ 120', 3 LTE antennas @ 110' | 12x24 | flagpole design with antennas mounted internally | propane generator | 1,000-gallon/70-hour capacity
| Milford | Melba Street | n/a | CST | monopole | n/a | 136 | 30 | n/a |  | Transfer of Certificate from Cellco Partnership to Construction Services Towers (CST)
| Milford | Melba Street | MetroPCS | CST | monopole | 100 | 136 | 30 | install 3 antennas
| Milford | Melba Street | n/a | American Tower LLC | monopole | n/a | 136 | 30 | n/a |  | Transfer of Certificate from CST to American Towers LLC
| Milford | Melba Street | Verizon | American Tower Corporation | monopole | 110 | 136 | 30 | replace 6 antennas with 3 700/1900 MHz antennas @ 110' and 3 2100 MHz antennas @ 130'
| Milford | Old Gate Lane | Cingular/AT&T | Global Signal | monopole | 120 | 120 |  | remove all AT&T antennas and equipment
| Milford | Old Gate Lane | Sprint/Nextel | Global Signal | monopole | 120 | 120 |  | install 6 panel antennas | 8x13
| Milford | Old Gate Lane | Verizon | Global Signal | monopole | 100 | 120 |  | install 6 LPA-80063/4CF antennas and 6 LPA-185063/8CF antennas | 12x30 | install 6 tower mount amplifiers
| Milford | Old Gate Lane | Clearwire | Global Signal | monopole | 120 | 120 |  | install 3 panel antennas, 3 radioheads, 3 microwave dishes
| Milford | Old Gate Lane | Verizon | Crown Castle | monopole | 100 | 120 |  | replace 12 existing antennas with 6 cellular, 3 PCS, and 3 LTE antennas
| Milford | Old Gate Lane | Sprint | Crown Castle | monopole | 120 | 120 |  | replace 6 of 9 CDMA antennas with 3 dual-band antennas |  | 4G/LTE upgrade
| Milford | Old Gate Lane | Verizon | Crown Castle | monopole | 100 | 120 |  | replace 9 of 12 existing antennas with 3 LTE, 3 850 MHz, and 3 AWS antennas
| Milford | Old Gate Lane | Sprint | Crown Castle | monopole | 120 | 120 |  | add 3 new CDMA/LTE antennas to 3 existing ones
| Milford | Old Gate Lane | n/a | Crown Castle | monopole | n/a | 120 |  | n/a |  | Crown to reinforce structural integrity of the tower
| Milford | Old Gate Lane | Sprint | Crown Castle | monopole | 120 | 120 |  | install 3 2500 MHz antennas & 3 RRHs
| Milford | Old Gate Lane | Verizon | Crown Castle | monopole | 100 | 120 |  | replace 6 antennas w/ 3 700/2100 MHz and 3 850/1900 MHz; remove 6 RRHs and install 12 RRHs
Petition No. 437 | Milford | Woodmont Road | UI | UI | wood pole | 79 | 79 |  | Cell Master Unit | cabinet | replace 30' wood utility pole with 79' wood utility pole
Docket No. 56 | Milford | Oronoque Road | BAM | BAM | monopole | 100 | 100 | 170 | 2-11' whips, 3-8' reflect. ant | 15x21
| Milford | Oronoque Road | BAM/SCLP | BAM | monopole | 84 | 100 | 170 | 9-DB-834-RF panels | 12x26 | 9 antennas to existing tower
| Milford | Oronoque Road | BAM | BAM | monopole | 100 | 100 | 170 | 9 AIP 9212 |  | Replace antennas
| Milford | Oronoque Road | BAM | BAM | monopole | 100 | 100 | 170 | 1-GPS |  | Install GPS receive only
| Milford | Oronoque Road | BAM | Crown Atlantic Co. LLC | [6 empty] | Transfer of Certifcate to Crown Atlantic Co. LLC (as noted in Docket No. 86)
| Milford | Oronoque Road | BAM | Crown Atlantic Co. LLC | monopole | 100 | 100 | 170 | 3-ALP 9212 |  | Add 3 panels for a total of 12
| Milford | Oronoque Road | Verizon | Crown Atlantic Co. LLC | monopole | 100 | 100 | 170 | replace 3 of 12 existing cellular antennas with 3 PCS antennas
| Milford | Oronoque Road | T-Mobile | Crown Atlantic Co. LLC | monopole | 83 | 100 | 170 | install 6 panel antennas |  | install 3 BTS cabinets inside equipment shelter
| Milford | Oronoque Road | Verizon | Crown Atlantic Co. LLC | monopole | 100 | 100 | 170 | replace 6 existing cellular antennas with 6 new cellular antennas | 12x30
| Milford | Oronoque Road | Pocket (now MetroPCS) | Crown Atlantic Co. LLC | monopole | 73 | 100 | 170 | install 3 flush mounted antennas
| Milford | Oronoque Road | T-Mobile | Crown Atlantic Co. LLC | monopole | 83 | 100 | 170 | remove 3 PCS TMAs; replace with 3 PCS TMAs and 3 UMTS TMAs
| Milford | Oronoque Road | Verizon | Crown Atlantic Co. LLC | monopole | 105 | 100 | 170 | replace 6 of 12 existing antennas with 3 PCS and 3 LTE antennas
| Milford | Oronoque Road | SiriusXM | Crown Atlantic Co. LLC | monopole | var. | 100 | 170 | install 1 panel antenna @ 90', 1 dish antenna @ 45', 1 dish antenna @ 50'
| Milford | Oronoque Road | Verizon | Crown Atlantic Co. LLC | monopole | 100 | 100 | 170 | add 3 AWS antennas to 12 existing antennas
| Milford | Oronoque Road | T-Mobile | Crown Atlantic Co. LLC | monopole | 83 | 100 | 170 | install 3 700 MHz antennas |  |  | BBU
| Milford | Oronoque Road | T-Mobile | Crown Atlantic Co. LLC | monopole | 83 | 100 | 170 | remove 3 antennas, install 3 700, 3 1900/2100, and 3 2100 MHz antennas
| Milford | Boston Post Road | VoiceStream | AT&T | self-support lattice | 110 | 150 |  | 12-EMS dual-pol antennas | cabinet
| Milford | Boston Post Road | XM Radio | Milford Police | self-support lattice | 90 |  |  | 1 whip antenna and a 26" dish at 40' | repeater box | Town antennas at top of tower & @ 125'; AT&T on @ 140'
| Milford | Boston Post Road | T-Mobile | AT&T | self-support lattice | 110 | 150 |  | E911 upgrade
| Milford | Boston Post Road | Cingular | New Cingular | self-support lattice | 140 | 150 |  | replace existing antennas with 6 new panel antennas |  | use existing equipment shelter
| Milford | Boston Post Road | T-Mobile | New Cingular | self-support lattice | 110 | 150 |  | install six tower mounted amplifiers
| Milford | Boston Post Road | Verizon | New Cingular | self-support lattice | 90 | 150 |  | install 6 PCS and 6 cellular antennas and 6 TMAs | 12x30
| Milford | Boston Post Road | Pocket (now MetroPCS) | New Cingular | self-support lattice | 80 | 150 |  | flush mount 3 antennas
| Milford | Boston Post Road | T-Mobile | New Cingular | self-support lattice | 112 | 150 |  | add 6 new antennas |  | UMTS upgrade
| Milford | Boston Post Road | Clearwire | New Cingular | self-support lattice | 75 | 150 |  | install 3 WiMAX antennas and 3 microwave dishes
| Milford | Boston Post Road | Sprint Nextel | New Cingular | self-support lattice | 100 | 150 |  | replace 3 of 9 existing antennas; install 2 TMAs
| Milford | Boston Post Road | AT&T | New Cingular | self-support lattice | 141 | 150 |  | add 3 antennas and 6 remote radio heads to 6 antennas and 12 TMAs
| Milford | Boston Post Road | Sprint | New Cingular | self-support lattice |  | 150 |  |  |  | install 4 kW ReliOn fuel cell as backup power | fuel cell backup
| Milford | Boston Post Road |  | AT&T | self-support lattice |  | 150 |  |  |  | modifications to strengthen existing tower
| Milford | Boston Post Road | T-Mobile | AT&T | self-support lattice | 112 | 150 |  | replace 6 of 9 existing antennas with 6 dual-band antennas |  | 4G/LTE upgrade
| Milford | Boston Post Road | Verizon | AT&T | self-support lattice | 90 | 150 |  | replace 6 of 12 existing antennas with 3 PCS and 3 LTE antennas
| Milford | Boston Post Road | Sprint | AT&T | self-support lattice | 100 | 150 |  | replace 6 CDMA antennas with 3 dual-band antennas |  | 4G/LTE upgrade
| Milford | Boston Post Road | AT&T | AT&T | self-support lattice |  | 150 |  |  |  | install 50 kW diesel generator for backup power | diesel generator
| Milford | Boston Post Road | Verizon | AT&T | self-support lattice | 90 | 150 |  | add 3 PCS antennas to 12 existing antennas
| Milford | Boston Post Road | Sprint | AT&T | self-support lattice | 100 | 150 |  | replace 6 CDMA antennas with 3 dual-band antennas |  | 4G/LTE upgrade
| Milford | Boston Post Road | T-Mobile | Crown Castle | self-support lattice | 112 | 150 |  | replace 3 of 9 existing antennas with 3 new LTE antennas
| Milford | Boston Post Road | AT&T | Crown Castle | self-support lattice | 141 | 150 |  | replace 3 antennas with 3 2300 MHz antennas
| Milford | Boston Post Road | AT&T | Crown Castle | self-support lattice | 141 | 150 |  | replace 3 antennas and 3 RRHs
| Milford | Boston Post Road | Sprint | Crown Castle | self-support lattice | 100 | 150 |  | install 3 2500 MHz antennas and 6 RRHs on platform
| Milford | Boston Post Road | T-Mobile | Crown Castle | self-support lattice | 117 | 150 |  | replace 3 antennas w 3 x 600/700 MHz antennas; replace 3 rru's
| Milford | Boston Post Road | AT&T | Crown Castle | self-support lattice | 141 | 150 |  | relocate 9 antennas; install 3 x 700/850/2100 MHz antennas; relocate 3 rrus | upgrade g.L equipment | replace antenna mount with 3 new sector frame mounts
Docket No. 44 | Milford | Bridgeport Avenue | SNET Cellular | SNET Cellular | monopole | 100 | 100 | 75 | (4-6)-whips | 20x24 | alternate
| Milford | Bridgeport Avenue | SNET Cellular | SNET Cellular | monopole | 109 | 100 | 75 | Add message alert antenna
| Milford | Bridgeport Avenue | SCLP | SNET Cellular | monopole | [5 empty] | Transfer of certificate from SNET to Springwich Cellular limited Partnership
| Milford | Bridgeport Avenue | SCLP | SNET Cellular | monopole | 102 | 100 | 75 |  |  | Increase channels, change whips to panels
| Milford | Bridgeport Avenue | SNET/SCLP/Nextel | SNET/SCLP | monopole | 92 | 100 | 75 | 9 antennas | 6x10
| Milford | Bridgeport Avenue | Nextel | SCLP | monopole | 92 | 100 | 75 | 3 antennas at 92, 3 antennas at 82.5 | 7x11 | Revision of 8/97 approval
| Milford | Bridgeport Avenue | SNET/Cingular | SCLP | monopole | 103 | 100 | 75 | replace existing antennas with 10 CSS DUO4-8670, 10 tower mount amplifiers, 1 LMU @ 25.75
| Milford | Bridgeport Avenue | New Cingular | American Tower Corporation | monopole | 73 | 100 | 75 | install 6 panel antennas | pad
| Milford | Bridgeport Avenue | New Cingular | American Tower Corporation | monopole | 102 | 100 | 75 | replace existing antennas with 3 Powerwave 7770 antennas |  | replace existing TMAs with 6 new LGP 214nn units
| Milford | Bridgeport Avenue | Sprint/Nextel | American Tower Corporation | monopole | 102 | 100 | 75 | replace existing antennas with 3 Powerwave 7770 antennas |  | replace existing TMAs with 6 new LGP 214nn units
| Milford | Bridgeport Avenue | Sprint/Nextel | American Tower Corporation | monopole | 80, 90 | 100 | 75 | install 3 flush mount antennas @ 90', install 3 antennas on double pipe support arms @ 80'
| Milford | Bridgeport Avenue | Sprint/Nextel | American Tower Corporation | monopole | 80 | 100 | 75 | install 6 panel antennas and 3 microwave dishes |  | GPS antenna on equipment shelter
| Milford | Bridgeport Avenue | Cingular | American Tower Corporation | monopole | 102 | 100 | 75 |  |  | reconfirm 8/31/06 approval with updated structural analysis
| Milford | Bridgeport Avenue | T-Mobile | American Tower Corporation | monopole | 73 | 100 | 75 | replace 3 existing antennas with 3 new antennas; install 6 TMAs
| Milford | Bridgeport Avenue | AT&T | American Tower Corporation | monopole | 103 | 100 | 75 | add 3 LTE antennas to 6 existing antennas
| Milford | Bridgeport Avenue | T-Mobile | American Tower Corporation | monopole | 73 | 100 | 75 | remove 3 antennas, install 3 1900/2100 and 3 700 MHz antennas
| Milford | Bridgeport Avenue | T-Mobile | American Tower Corporation | monopole | 73 | 100 | 75 | remove 3 antennas, install 3 1900/2100 and 3 700 MHz antennas |  | install on new T-arm mount
| Milford | Bridgeport Avenue | AT&T | American Tower Corporation | monopole | top | 100 | 75 | replace 3 antennas with 3 850/2300 MHz antennas
| Milford | Bridgeport Avenue | AT&T | American Tower Corporation | monopole | 100 | 100 | 75 | replace 3 ant w/ 3 700 MHz; replace 3 RRHs
| Milford | Bridgeport Avenue | AT&T | American Tower Corporation | monopole | 100 | 100 | 75 | install 2 new filters on antenna platform
| Milford | Bridgeport Avenue | AT&T | American Tower Corporation | monopole | 100 | 100 | 75 | replace 3 antennas w/ 3 700/2100 MHz antennas; add 6 RRHs
| Milford | Bridgeport Avenue | T-Mobile | SNET Cellular | monopole | 73 | 100 | 75 | replace 3 antennas w 3 x 600/700/1900/2100 MHz antennas, add 3 rru's
| Milford | Wheelers Farm Road | Omni | Sprint | monopole | 110 | 120 |  | 3-EMS RR90-17-02DP |  | 4'-10"x5'-6" pad
| Milford | Wheelers Farm Road | AT&T Wireless | Sprint | monopole | 130 | 120 |  | 3 panels, 56"x8"x2.75" | 8.5x16
| Milford | Wheelers Farm Road | SCLP | Sprint | monopole | 95 | 120 |  | 12-panels | 12x26
| Milford | Wheelers Farm Road | XM Satellite | Sprint | monopole | 112 | 120 |  | 70" whip antenna | pad | dish at 50' AGL
| Milford | Wheelers Farm Road | AT&T | Sprint | monopole | 130 | 120 |  | install additional equipment cabinet onto existing concrete pad
| Milford | Wheelers Farm Road | SNET/Cingular | Sprint | monopole | 93 | 120 |  | replace existing antennas with 9 CSS DUO4-8670, 6 tower mount amplifiers, 1 LMU @ 70'
| Milford | Wheelers Farm Road | Nextel | Sprint | monopole | 83 | 120 |  | add 12 panel antennas | 12x20
| Milford | Wheelers Farm Road | T-Mobile | Sprint | monopole | 102 | 120 |  | E911 upgrade
| Milford | Wheelers Farm Road | AT&T | Sprint | monopole |  | 120 |  | add GPS antenna for E911
| Milford | Wheelers Farm Road | AT&T | Sprint | monopole | 127 | 120 |  | change antennas for E911
Petition No. 656 | Milford | Wheelers Farm Road | Verizon | Sprint | monopole | 110 | 120 |  | add 12 DB842H65 panel antennas | 12x30 | expand compound 530 sq. ft. to accommodate equipment shelter
| Milford | Wheelers Farm Road | Cingular | Sprint | monopole | 93 | 120 |  | replace existing antennas with 6 Powerwave 7770 antennas | 12x30
| Milford | Wheelers Farm Road | AT&T | Sprint | monopole | 127 | 120 |  | remove antennas - no longer used
| Milford | Wheelers Farm Road | Pocket (now MetroPCS) | Sprint | monopole | 128 | 120 |  | flush mount 3 antennas
| Milford | Wheelers Farm Road | Verizon | Sprint | monopole | 110 | 120 |  | replace 4 existing antennas with 2 new PCS, 2 new cellular antennas
| Milford | Wheelers Farm Road | Clearwire | Sprint | monopole | 119 | 120 |  | install 3 panel antennas and 3 microwave dishes
| Milford | Wheelers Farm Road | Verizon | Sprint | monopole | 114 | 120 |  | replace 8 existing antennas with 2 cellular, 3 PCS, and 3 700 MHz antennas |  | Verizon adds 6 diplexers - acknowledged 6/1/10
| Milford | Wheelers Farm Road | T-Mobile | Sprint | monopole | 105 | 120 |  | add 3 UMTS antennas and 3 TMAs to 3 existing GSM antennas
| Milford | Wheelers Farm Road | AT&T | Sprint | monopole | 97 | 120 |  | add 3 new antennas and 6 RRHs to 6 existing antennas and 12 TMAs
| Milford | Wheelers Farm Road | T-Mobile | Crown Castle | monopole | 108 | 120 |  | replace 6 existing antennas with 3 GSM/UMTS quad pole antennas and 3 LTE quad pole antennas
| Milford | Wheelers Farm Road | Sprint | Crown Castle | monopole | 120 | 120 |  | replace 6 CDMA antennas with 3 dual band antennas
| Milford | Wheelers Farm Road | AT&T | Crown Castle | monopole |  | 120 |  |  |  | install 50 kW diesel generator for backup power | diesel generator
| Milford | Wheelers Farm Road | Verizon | Crown Castle | monopole | 114 | 120 |  | add 3 AWS antennas to 12 existing antennas
| Milford | Wheelers Farm Road | Sprint | Crown Castle | monopole | 120 | 120 |  | install 3 LTE antennas and 3 RRUs
| Milford | Wheelers Farm Road | AT&T | Crown Castle | monopole | 97 | 120 |  | install 3 700/1900/2300 MHz antennas
| Milford | Wheelers Farm Road | T-Mobile | Crown Castle | monopole | 107 | 120 |  | install 3 700 MHz antennas |  | remove all equipment @ 82' and 128'
| Milford | Wheelers Farm Road | AT&T | Crown Castle | monopole | 97 | 120 |  | remove 6 ant and install 3 700/1900 MHz ant; replace 3 RRHs
| Milford | Wheelers Farm Road | T-Mobile | Crown Castle | monopole | 107 | 120 |  | replace 3 ant w/ 3 1900/2100 MHz ant
| Milford | Wheelers Farm Road | Sprint | Crown Castle | monopole | 120 | 120 |  | install 3 2500 MHz antennas; add 3 RRHs
| Milford | Wheelers Farm Road | Verizon | Crown Castle | monopole | 114 | 120 |  | remove 9 antennas and install 6 incl. 2 700/850 MHz and 4 1900/2100 MHz; add 3 RRHs
| Milford | Wheelers Farm Road | T-Mobile | Crown Castle | monopole | 107 | 120 |  | replace 6 antennas w 3 x 600/700MHz & 3 x 1900/2100 MHz antennas; replace 3 rru's
| Milford | Wheelers Farm Road | AT&T | Crown Castle | monopole | 96 | 120 |  | replace 3 antennas w 3 x 1900 MHz antennas & install 3 x 2100 MHz antennas; add 3 rru's
| Milford | Wheelers Farm Road | AT&T | Crown Castle | monopole | 98 | 120 |  | replace 3 low band combiners | install 3 low band combiners & 6 rru's
| Milford | Wheelers Farm Road | Verizon | Crown Castle | monopole | 114 | 120 |  | install 3 x 3500 MHz antennas; replace 3 rrus
Petition No. 437 | Milford | Bridgeport Avenue | UI | UI | wood pole | 79 | 79 |  | Cell Master Unit | cabinet | replace 30' wood utility pole with 79' wood utility pole
Petition No. 635 | Milford | North Street | T-Mobile | CL&P | utility pole | 85.5, 91.5 | 94.5 | 85 | 6 EMS DR65-18-02DPL2Q antennas; three at each height | cabinets | add 15' pipe mast to CL&P transmission structure #2336
| Milford | North Street | T-Mobile | CL&P | utility pole | 85.5, 91.5 | 94.5 | 85 | remove 3 existing TMAs; replace with 6 new TMAs
Petition No. 981 | Milford | North Street | AT&T | CL&P | utility pole | 127 | 140 | 85 | install six antennas | 12x20 | height of transmission line tower raised as part of d0272 Middletown to Norwalk line upgrade
Docket No., 210 | Monroe | Monroe Turnpike | AT&T | James Dwyer Co. | monopole | 160 | 160 | 590
| Monroe | Monroe Turnpike | T-Mobile | CT Architectural Towers | monopole | 140 | 160 | 590 | add 8 EMS FR65-17-04DP and 4 EMS RR65-18-02DPL-2 antennas | pad | Sprint on at 150'
| Monroe | Monroe Turnpike |  | CT Architectural Towers | monopole |  | 160 | 590 |  |  | Transfer of Certificate to Optasite, Inc.
| Monroe | Monroe Turnpike | Verizon | Optasite | monopole | 130 | 160 | 590 | install 12 panel antennas
| Monroe | Monroe Turnpike | Verizon | Optasite | monopole | 130 | 160 | 590 | install 12 panel antennas
| Monroe | Monroe Turnpike | Town of Monroe | CT Architectural Towers | monopole | 157 | 160 | 590 | install 6' omni antenna
| Monroe | Monroe Turnpike | Cingular | CT Architectural Towers | monopole | 159 | 160 | 590 | remove 3 existing antennas; install 3 new antennas
| Monroe | Monroe Turnpike |  | SBA | monopole |  | 160 | 590 |  |  | Transfer of Certificate from Optasite
| Monroe | Monroe Turnpike | Town of Monroe | SBA | monopole | 95, 80 | 160 | 590 | install 1 UHF whip at 95' and 1 UHF whip at 80'
| Monroe | Monroe Turnpike | AT&T | SBA | monopole | 160 | 160 | 590 | add 3 new antennas and 6 RRHs to 3 existing antennas and 6 TMAs
| Monroe | Monroe Turnpike | Verizon | SBA | monopole | 130 | 160 | 590 | replace 12 antennas with 6 cellular, 3 PCS, and 3 LTE antennas
| Monroe | Monroe Turnpike | Sprint | SBA | monopole | 149 | 160 | 590 | replace 9 CDMA antennas with 3 dual-band antennas
| Monroe | Monroe Turnpike | Verizon | SBA | monopole | 130 | 160 | 590 | replace 1 of 12 existing antennas with 1 new LTE antenna
| Monroe | Monroe Turnpike | AT&T | SBA | monopole |  | 160 | 590 |  |  | install 50 kW diesel generator for backup power | diesel generator
| Monroe | Monroe Turnpike | Sprint | SBA | monopole | 151 | 160 | 590 | add 3 new CDMA/LTE antennas to 3 existing antennas
| Monroe | Monroe Turnpike | Verizon | SBA | monopole | 131 | 160 | 590 | add 3 2100 MHz LTE antennas to 12 existing antennas
| Monroe | Monroe Turnpike | Verizon | SBA | monopole | 131 | 160 | 590 | add 3 2100 MHz LTE antennas
| Monroe | Monroe Turnpike | T-Mobile | SBA | monopole | 140 | 160 | 590 | replace 6 antennas w/ 3 1900/2100 MHz and 3 700 MHz antennas; replace 3 TMAs
| Monroe | Monroe Turnpike | Sprint | SBA | monopole | 151 | 160 | 590 | install 3 2500 MHz antennas and 3 RRHs on platform
| Monroe | Monroe Turnpike | AT&T | SBA | monopole | 160 | 160 | 590 | replace 3 antennas w 3 x1900/2300 MHz antennas; add 6 RRU's
Docket No. 15 | Monroe | Guinea Road | Housatonic Cable Vision Co | Housatonic Cable Vision Co | guyed-lattice | 120 | 140 | 629 | 10' receiver dish |  | located on Town of Monroe Landfill. Tranfer certificate to Crown Media
| Monroe | Guinea Road | CrownNew | CROWNNEW | guyed-lattice | 55,65,73,90 | 140 | 650 | various types and sizes |  | located on former town landfill
| Monroe | Guinea Road | Housatonic Cable Vision Co | Housatonic Cable Vision Co | guyed-lattice |  | 140 | 650 |  | 24x30 | replace exisitng bldg
| Monroe | Guinea Road | Crown Media | Crown Media | guyed-lattice |  | 140 | 629 |  |  | Tranfer certificate to Crown Media
| Monroe | Guinea Road | BAM | Crown Media | guyed-lattice | 103140 | 140 | 650 | 4-whips | 12x21 | Replacement of temporary equipment shelter
| Monroe | Guinea Road | Pagenet | Charter Comm. | guyed-lattice | 25,75,141 | 140 | 629 | 4 whip, 1 yagi, 1 dish
| Monroe | Guinea Road | SNET/SCLP | SNET/SCLP | self-support lattice | [5 empty] | Transfer Certificate from SNET to Springwich Cellular Limited Partnership
d0114Docket No. 114 | Monroe | Guinea Road | SNET Cellular | SNET Cellular | self-support lattice | 240 | 243 | 586 | (4-6) whips | 30x30
| Monroe | Guinea Road | SNET/SCLP | SNET/SCLP | self-support lattice | 240 | 243 | 586 | add paging equipment
| Monroe | Guinea Road | Cingular Interactive | SCLP | self-support lattice | 200 | 243 | 586 | add 1-12' and 1-6' antenna |  | Cingular Interactive
| Monroe | Guinea Road | SCLP/Nextel | SNET/SCLP | self-support lattice | 220 | 243 | 586 | 12-52" Swedcom ALP 9212 |  | 2 GPS at 220, Share existing equipment building
| Monroe | Guinea Road | SCLP/pagenet | SNET/SCLP | self-support lattice | 180 | 243 | 586 | 3-96" whips, Andrews PG1D0F |  | 1-GPS at 180, Share equipment building
| Monroe | Guinea Road | Verizon | SNET | self-support lattice | 212 | 243 |  | 12-panel Antennas | 12'x30'
| Monroe | Guinea Road | Cingular | SNET/SCLP | self-support lattice | 240 | 243 | 586 | upgrade for GSM service
| Monroe | Guinea Road | Verizon | SNET/SCLP | self-support lattice | 212 | 243 | 586 | replace 6 cellular antennas with 6 PCS antennas
| Monroe | Guinea Road | New Cingular | SNET/SCLP | self-support lattice | 236 | 243 | 586 | remove 9 existing antennas, install 6 dual band antennas | 12x20
| Monroe | Guinea Road | Verizon | SNET/SCLP | self-support lattice | 218 | 243 | 586 | replace 6 existing antennas with 6 new cellular antennas
| Monroe | Guinea Road | AT&T | SNET/SCLP | self-support lattice | 238 | 243 | 586 | add 3 LTE antennas to 6 existing GSM/UMTS antennas
| Monroe | Guinea Road | Verizon | AT&T | self-support lattice | 218 | 243 | 586 | replace 12 existing antennas with 6 cellular, 3 PCS, and 3 LTE antennas
| Monroe | Guinea Road | CL&P | AT&T | self-support lattice | 185 | 243 | 586 | install 2 omnidirectional antennas
| Monroe | Guinea Road | Verizon | Crown Castle | self-support lattice | 218 | 243 | 586 | replace 9 of 12 existing antennas with 3 new 850 MHz, 3 new 1900 MHz, and 3 new 2100 MHz antennas
| Monroe | Guinea Road | AT&T | Crown Castle | self-support lattice | 236 | 243 | 586 | replace 3 antennas with 3 700/1900 MHz antennas
| Monroe | Guinea Road | AT&T | Crown Castle | self-support lattice | 236 | 243 | 586 | replace 3 RRHs w/ new RRHs
| Monroe | Guinea Road | Verizon | Crown Castle | self-support lattice | 215 | 243 | 586 | replace 6 antennas w/ 3 700 MHz & 3 2100 MHz antennas; replace 6 RRHs
| Monroe | Guinea Road | AT&T | Crown Castle | self-support lattice | [6 empty] | diesel generator | 30-kilowatt | no
| Monroe | Main Street | AT&T | Sprint | monopole | 140 | 195 |  | 12 panel | cabinet
| Monroe | Main Street | Omni/V'Stream/T-Mobile | Sprint | monopole | 195 | 195 |  | add 12 EMS RR90-17-00NP panel antennas | cabinet | three cabinets on concrete pad
| Monroe | Main Street | Verizon | Sprint | monopole | 160 | 195 |  | install 12 panel antennas | 12x30
| Monroe | Main Street | Cingular | Sprint | monopole | 140 | 195 |  | remove 3 antennas; intall 6 new antennas and 6 TMAs | pad
| Monroe | Main Street | AT&T | Sprint | monopole | 140 | 195 |  | add 3 antennas and 6 RRHs to 3 existing antennas and 6 TMAs
| Monroe | Main Street | Verizon | Sprint | monopole | 160 | 195 |  | replace 10 of 12 existing antennas with 4 cellular, 3 PCS, and 3 LTE antennas
| Monroe | Main Street | Sprint | Crown Castle | monopole | 152 | 195 |  | replace 6 CDMA antennas with 3 dual-band antennas |  | 4G/LTE upgrade
| Monroe | Main Street | Verizon | Crown Castle | monopole | 160 | 195 |  | add 3 AWS antennas to 12 existing antennas
| Monroe | Main Street | Sprint | Crown Castle | monopole | 150 | 195 |  | add 3 new CDMA/LTE antennas to 3 existing ones
| Monroe | Main Street | Verizon | Crown Castle | monopole | 160 | 195 |  | install 3 2100 MHz/RRHs and one cable
| Monroe | Main Street | Sprint | Crown Castle | monopole | 152 | 195 |  | install 3 2500 MHz antennas; add 3 RRHs
| Monroe | Main Street | T-Mobile | Crown Castle | monopole | 195 | 195 |  | replace 6 antennas w/ 3 850/1900 MHz and 3 700 MHz antennas; replace 6 TMAs
| Monroe | Main Street | Verizon | Crown Castle | monopole | 160 | 195 |  | replace 9 antennas w 3x7100MHz & 3x2100MHz antennas; add 3 x rru's
Docket No. 207 | Monroe | Moose Hill Road | AT&T | Dwyer | monopole | 127 | 130 |  |  |  | D&M plan submitted 4/11/02, approved 4/25/02
| Monroe | Moose Hill Road | T-Mobile | CT Architectural Towers | monopole | 117 | 130 |  | add 12 EMS RR90-17-00 02DP panel antennas | cabinets
Petition No. 628 | Monroe | Moose Hill Road | Sprint | CT Architectural Towers | monopole | 150 | 150 |  |  | cabinets | extend tower 20', install antennas at top
| Monroe | Moose Hill Road | Cingular | CT Architectural Towers | monopole | 137.5 | 150 |  | up to 12 DB846H80E-SX panel antennas | 12x20
| Monroe | Moose Hill Road | Town of Monroe | CT Architectural Towers | monopole | 150 | 150 |  | install 4' whip for PD | pad
| Monroe | Moose Hill Road | Nextel | CT Architectural Towers | monopole | 107.5 | 150 |  | install 12 panel antennas | 12x20
| Monroe | Moose Hill Road |  | CT Architectural Towers | monopole |  | 150 |  |  |  | Transfer of Certificate to Optasite, Inc.
| Monroe | Moose Hill Road | New Cingular | Optasite | monopole | 138 | 150 |  | remove 9 existing antennas, install 6 dual band antennas | 12x20
| Monroe | Moose Hill Road | Cingular/AT&T | Optasite | monopole | 127 | 150 |  | remove all AT&T antennas and equipment
| Monroe | Moose Hill Road | Sprint Nextel | Optasite | monopole | 147.5 | 150 |  | install 3 WiMAX antennas and 1 microwave dish |  | install WiMAX equipment cabinet on existing pad
| Monroe | Moose Hill Road | Sprint Nextel | Optasite | monopole | 148 | 150 |  | install microwave dish
| Monroe | Moose Hill Road |  | SBA | monopole |  | 150 |  |  |  | Transfer of Certificate from Optasite
| Monroe | Moose Hill Road | T-Mobile | SBA | monopole | 117 | 150 |  | replace 3 existing antennas with 3 new antennas and 3 TMAs |  | UMTS upgrade
| Monroe | Moose Hill Road | Clearwire | SBA | monopole | 148 | 150 |  | install 3 WiMAX antennas, 3 radioheads, 2 microwave dishes
| Monroe | Moose Hill Road | AT&T | SBA | monopole | 138 | 150 |  | add 3 new antennas and 6 RRHs to 6 existing antennas and 6 TMAs
| Monroe | Moose Hill Road | Verizon | SBA | monopole | 99 | 150 |  | replace 12 antennas with 6 cellular, 3 PCS, and 3 LTE antennas
| Monroe | Moose Hill Road | Sprint | SBA | monopole | 147 | 150 |  | replace 6 CDMA antennas with 3 dual-band antennas
| Monroe | Moose Hill Road | T-Mobile | SBA | monopole | 121 | 150 |  | replace 12 antennas with 6 dual-band antennas |  | 4G/LTE upgrade
| Monroe | Moose Hill Road | AT&T | SBA | monopole |  | 150 |  |  |  | install 50 kW diesel generator for backup power | diesel generator
| Monroe | Moose Hill Road | Verizon | SBA | monopole | 99 | 150 |  | replace 1 of 12 existing antennas with 1 new LTE antenna
| Monroe | Moose Hill Road | Sprint | SBA | monopole | 147 | 150 |  | install 3 new CDMA/LTE antennas
| Monroe | Moose Hill Road | Verizon | SBA | monopole | 99 | 150 |  | add 3 AWS antennas to 12 existing antennas
| Monroe | Moose Hill Road | T- Mobile | SBA | monopole | 121 | 150 |  | install 3 LTE antennas & 3 RRUs.
| Monroe | Moose Hill Road | AT&T | SBA | monopole | 139 | 150 |  | replace 3 antennas with 3 700/1900 MHz antennas |  | remove all @ 128'
| Monroe | Moose Hill Road | AT&T | SBA | monopole | 139 | 150 |  | remove 6 RRHs, replace w/ 3 RRHs; remove 12 TMAs, replace w/ 6 TMAs
| Monroe | Moose Hill Road | AT&T | SBA | monopole | 139 | 150 |  | replace 3 antennas w 3 x 700/850/2300 MHz antennas; relocate 3 rru's; replace 3 rru's; install 3 rru's
| Monroe | Moose Hill Road | AT&T | SBA | monopole | 139 | 150 |  | relocate 3 RRUs & install 3 new RRUs
| Monroe | Main Street | AT&T Wireless | VoiceStream/Stepney Fire Dept. | monopole | 175 | 195 |  | 6 Allgon 7250.03 panel antennas |  | 2 new, 2 future equipment cabinets on 5x3.5 concrete pad, VoiceStream on tower @ 195'
| Monroe | Main Street | Verizon | VoiceStream/Stepney Fire Dept. | monopole | 165 | 195 |  | add 12 panel antennas | 12x30 | equipment shelter
| Monroe | Main Street | Verizon | VoiceStream/Stepney Fire Dept. | monopole | 165 | 195 |  | replace 6 cellular antennas with 6 PCS antennas | 12x30
| Monroe | Main Street | Cingular | VoiceStream/Stepney Fire Dept. | monopole | 175 | 195 |  | replace 3 existing panel antennas |  | install 6 tower mount amplifiers and replace one equipment cabinet
| Monroe | Main Street | Cingular | VoiceStream/Stepney Fire Dept. | monopole |  | 195 |  |  |  | extend equipment pad
| Monroe | Main Street | T-Mobile | VoiceStream/Stepney Fire Dept. | monopole | 195 | 195 |  | replace 3 existing antennas and 6 TMAs with 3 new antennas and 6 TMAs |  | UMTS upgrade
| Monroe | Main Street | AT&T | VoiceStream/Stepney Fire Dept. | monopole | 175 | 195 |  | add 3 LTE antennas to 3 existing GSM/UMTS antennas
| Monroe | Main Street | Verizon | VoiceStream/Stepney Fire Dept. | monopole | 165 | 195 |  | replace 6 of 12 existing antennas with 6 new cellular antennas
| Monroe | Main Street | Verizon | T-Mobile/Stepney Fire Dept. | monopole | 165 | 195 |  | replace 12 existing antennas with 6 cellular, 3 PCS, and 3 LTE antennas
| Monroe | Main Street | Verizon | T-Mobile/Stepney Fire Dept. | monopole |  | 195 |  |  |  | replace 500 gallon propane with 1000 gallon tank for backup generator | propane generator
| Monroe | Main Street | Verizon | T-Mobile/Stepney Fire Dept. | monopole | 165 | 195 |  | add 3 AWS antennas to 12 existing antennas
| Monroe | Main Street | T-Mobile | Crown Castle | monopole | 195 | 195 |  | replace 6 GSM antennas with 6 new multi-band antennas |  | 4G/LTE upgrade
| Monroe | Main Street | T-Mobile | Crown Castle | monopole | 195 | 195 |  | remove 8 existing antennas, install 9 antennas and 3 RRUs
| Monroe | Main Street | AT&T | Crown Castle | monopole | 175 | 195 |  | replace 3 antennas with 3 LTE antennas, install 3 RRHs
| Monroe | Main Street | Verizon | Crown Castle | monopole | 165 | 195 |  | replace 6 ant w/ 3 700/1900 MHz, 3 2100 MHz ant; add 9 RRHs
| Monroe | Main Street | AT&T | Crown Castle | monopole | 175 | 195 |  | install 3 x 1900 MHz and install 6 RRHs.
| Monroe | Main Street | AT&T | Crown Castle | monopole | 175 | 195 |  | install 6 x rru's and 3 cables
| Monroe | Main Street | T-Mobile | Crown Castle | monopole | 195 | 195 |  | replace 6 antennas w 3x1900/2100 & 3x600/700 MHz antennas; add 3 rru's
| Montville | Route | MediaFLO | American Tower | guyed-lattice | 996 | 1033 |  | install 25' pylon antenna | 12x20 | install 2 Ku satellite dishes on ground
| Montville | Route | AT&T | American Tower | guyed-lattice | 190 | 1089 |  | add 6 Allgon 7250.03 panel antennas |  | up to 4 equipment cabinets on concrete pad
| Montville | Route | Cingular | American Tower | guyed-lattice | 190 | 1089 |  | remove 3 existing antennas; replace with 6 new antennas, 6 TMAs |  | UMTS upgrade
| Montville | Route | AT&T | American Tower | guyed-lattice | 190 | 1089 |  | add 3 multi-band antennas to 3 GSM/UMTS antennas |  | 4G/LTE upgrade
| Montville | Route | AT&T | American Tower | guyed-lattice | 190 | 1089 |  | add 3 multi-band antennas to 3 GSM/UMTS antennas |  | 4G/LTE upgrade; refiled due to structural analysis
| Montville | Route | AT&T | American Tower | guyed-lattice | 190 | 1089 |  | replace 3 antennas w 3 x 700/1900 Mhz & install 3 x 700/850/2100 MHz antennas; add 6 rru's
| Montville | Route | DISH | American Tower | guyed-lattice | 400 | 1089 |  | install 3 x 1900/202 MHz antennas; add 5 rru's
| Montville | Butlertown Road | SCLP | Wireless Solutions | guyed-lattice | 170 | 195 |  | 9-Allgon metal antennas | 11'x20'
| Montville | Butlertown Road | SNET/Cingular | Wireless Solutions | guyed-lattice | 170 | 195 |  | replace existing antennas with 9 CSS DUO4-8670, 6 tower mount amplifiers
| Montville | Butlertown Road | Cingular | Wireless Solutions | guyed-lattice | 161 | 195 |  | remove 9 existing antennas, 6 TMAs, and 6 diplexers; replace with 6 new antennas, 6 TMAs, 6 diplexers
| Montville | Butlertown Road | AT&T | Wireless Solutions | guyed-lattice | 161 | 195 |  | removed 3 of 6 existing GSM/UMTS antennas and install 9 new LTE antennas |  | 4G/LTE upgrade
| Montville | Butlertown Road | AT&T | Wireless Solutions | guyed-lattice | 161 | 195 |  | remove 3 ant, install 9 LTE ant; install 18 RRHs
| Montville | Chapel Hill Road | T-Mobile | Subcarrier Communications, Inc. | self-support lattice | 180 | 300 |  | install 3 1900/2100 MHz and 3 700 MHz antennas; install 9 RRHs | 10' x 20' pad w/ canopy | tower share
| Montville | Chapel Hill Road | T-Mobile | Subcarrier Communications, Inc. | self-support lattice | 180 | 300 |  | install a dish antenna
| Montville | Beckwith Road | Verizon | Sprint | monopole | 167 | 180 | 262.5 | 12 panel - DB980H90, 1 Lucent KS24019 GPS | 12x30
| Montville | Beckwith Road | Verizon | Sprint | monopole | 167 | 180 | 262.5 | replace 12 existing cellular antennas with 6 cellular and 6 PCS antennas
| Montville | Beckwith Road | Verizon | Sprint | monopole | 167 | 180 | 262.5 | replace 12 existing cellular antennas with 6 cellular and 6 PCS antennas
| Montville | Beckwith Road | Verizon | Crown Castle | monopole | 167 | 180 | 262.5 | replace 12 existing antennas with 6 cellular, 3 PCS, and 3 LTE antennas
| Montville | Beckwith Road | Sprint | Crown Castle | monopole |  | 180 | 262.5 |  |  | install 1 RRH cabinet and 1 fiber junction box
| Montville | Beckwith Road | T-Mobile | Crown Castle | monopole | 175 | 180 | 263 | install 3 1900/2100 MHz and 3 700/2100 MHz ant; install 9 RRHs | 10' x 15' pad | tower share
| Montville | Beckwith Road | Verizon | Crown Atlantic | monopole | 167 | 180 | 263 | replace 6 antennas w/ 3 700/850 MHz and 3 2100 MHz antennas; add 9 RRHs
| Montville | Beckwith Road | Sprint | Crown Castle | monopole | 180 | 180 | 263 | replace 6 antennas w 3x850/1900Mhz & 3x 2500MHz antennas; add 9 rru's |  | replace platform
| Montville | Beckwith Road | Verizon | Crown Castle | monopole | 167 | 180 | 263 | install 3 x side by side mounts, three rru's and relocate 12 existing antennas
| Montville | Beckwith Road | T-Mobile | Crown Castle | monopole | 175 | 180 | 263 | replace 3 antennas w 3 x 600/700 MHz antennas & install 1x 1300MHz backhaul antenna; replace 6 rru's
| Montville | Route | Verizon | Sprint | monopole | 170 | 180 |  | 12 Decibel panel antennae | 12x30 | 40kW diesel emergency generator and 1 GPS, Sprint on tower @ 180 | diesel generator
| Montville | Route | AT&T | Sprint | monopole | 160 | 180 |  | add 6 Allgon 7250.03 panel antennas |  | up to 4 equipment cabinets on concrete pad
| Montville | Route | Cingular | Sprint | monopole | 150 | 180 |  | install CSS DUO4-8670 panel antennas | 12x20 | expand compound by 18x36
| Montville | Route | Verizon | Sprint | monopole | 170 | 180 |  | replace 12 existing cellular antennas with 6 cellular and 6 PCS antennas
| Montville | Route | Cingular/AT&T | Sprint | monopole | 160 | 180 |  | decommission AT&T antennas
| Montville | Route | Cingular | Sprint | monopole | 147 | 180 |  | remove 9 existing antennas, 6 TMAs, 3 diplexers; install 6 antennas, 6 TMAs, 6 diplexers
| Montville | Route | Verizon | Crown Castle | monopole | 167 | 180 |  | replace 12 existing antennas with 6 cellular, 3 PCS, and 3 LTE antennas
| Montville | Route | Sprint | Crown Castle | monopole |  | 180 |  |  |  | install 1 RRH cabinet and 1 fiber junction box
| Montville | Route | AT&T | Crown Castle | monopole | 147 | 180 |  | add 3 multi-band antennas to 6 existing GSM/UMTS antennas |  | 4G/LTE upgrade
| Montville | Route | Verizon | Crown Castle | monopole | 167 | 180 |  | replace 12 existing antennas with 6 cellular, 3 PCS, and 3 LTE antennas |  | same as filing approved 4/17/12; renewal of expired acknowledgement
| Montville | Route | Verizon | Crown Castle | monopole | 167 | 180 |  | remove 6 antennas, install 3 700 and 3 1900 MHz antennas
| Montville | Route | AT&T | Crown Castle | monopole | 147 | 180 |  | replace 3 ant. w/ 3 700/1900 MHz; add 3 RRHs
| Montville | Route | Verizon | Crown Castle | monopole | 169 | 180 |  | replace 6 ant w/ 3 700 MHz, 3 1900 MHz and add 3 2100 MHz ant; add 9 RRHs.
| Montville | Route | Sprint | Crown Castle | monopole | 180 | 180 |  | replace 6 antennas w 3 x 850/1900 MHz and 3 x 2500 MHz ; add 9 RRU's
| Montville | Cook Road | SCLP | Ken Thomas | guyed-lattice | 177.6 | 190 | 362 | 9-panels, ALP 11011N | 12x26
| Montville | Cook Road | BAM | Ken Thomas | guyed-lattice | 168 | 190 | 362 | 12 - ALP 9212 panel antennas, 1-GPS | 12x30
| Montville | Cook Road | SNET/Cingular | Wireless Solutions | guyed-lattice | 177 | 190 | 362 | replace existing antennas with 9 CSS DUO4-8670, 6 tower mount amplifiers
Petition No. 575 | Montville | Cook Road | AT&T | Wireless Solutions | guyed-lattice | 197 | 190 | 362 | add 6 panel antennas, Allgon 7250.03, on 12.9' tower extension | cabinets | up to four equipment cabinets on concrete pad
| Montville | Cook Road | Verizon | Wireless Solutions | guyed-lattice | 100 | 190 | 362 | add 2 whip paging antennas
| Montville | Cook Road | Verizon | Wireless Solutions | guyed-lattice | 169 | 190 | 362 | replace six existing cellular antennas with 6 PCS antennas
| Montville | Cook Road | Nextel | Wireless Solutions | guyed-lattice | 140 | 190 | 362 | add 3 panel antennas to existing 9 antenna array | 12x20
| Montville | Cook Road | Cingular/AT&T | Wireless Solutions | guyed-lattice | 197 | 190 | 362 | remove all AT&T antennas and equipment
| Montville | Cook Road | T-Mobile | Wireless Solutions | guyed-lattice | 150 | 190 | 362 | install 3 panel antennas | pad
| Montville | Cook Road | T-Mobile | Wireless Solutions | guyed-lattice | 193 | 190 | 362 | install 3 panel antennas | pad | three cabinets on concrete pad
| Montville | Cook Road | Cingular | Wireless Solutions | guyed-lattice | 177 | 190 | 362 | remove existing antennas; replace with 6 new antennas, 6 TMAs, and 6 diplexers
| Montville | Cook Road | MetroPCS | Wireless Solutions | guyed-lattice | 130 | 190 | 362 | install 6 antennas
| Montville | Cook Road | Clearwire | Wireless Solutions | guyed-lattice | 120 | 190 | 362 | install 3 antennas
| Montville | Cook Road | Sprint | Wireless Solutions | guyed-lattice | n/a | 190 | 362 | n/a |  | install 5 kW fuel cell as back up power | fuel cell backup
| Montville | Cook Road | Verizon | Wireless Solutions | guyed-lattice | 169 | 190 | 362 | replace 12 existing antennas with 6 cellular, 3 PCS, and 3 LTE antennas
| Montville | Cook Road | AT&T | Wireless Solutions | guyed-lattice | 180 | 190 | 362 | add 3 multi-band antennas to 6 GSM/UMTS antennas |  | 4G/LTE upgrade
| Montville | Cook Road | Sprint | Wireless Solutions | guyed-lattice | 151 | 190 | 362 | replace 6 CDMA antennas with 3 dual-band antennas |  | 4G/LTE upgrade
| Montville | Cook Road | AT&T | Wireless Solutions | guyed-lattice | n/a | 190 | 362 | n/a |  | install 50 kW diesel generator for backup power | diesel generator
| Montville | Cook Road | AT&T | Wireless Solutions | guyed-lattice | 180 | 190 | 362 | install 3 previously approved RRHs
| Montville | Cook Road | Verizon | Wireless Solutions | guyed-lattice | 169 | 190 | 362 | replace 6 ant. w/ 3 850/2100 MHz and 3 1900 MHz & add 6 RRHs
| Montville | Cook Road | T-Mobile | Wireless Solutions | guyed-lattice | 188 | 190 | 362 | install 3 700 MHz antennas
| Montville | Cook Road | Verizon | Wireless Solutions | guyed-lattice | 169 | 190 | 362 | replace 6 RRHs, add 3 RRHs
| Montville | Cook Road | Sprint | Wireless Solutions | guyed-lattice | 151 | 190 | 362 | install 3 2500 MHz antennas; add 6 RRHs
| Montville | Cook Road | Sprint | Wireless Solutions | guyed-lattice | 151 | 190 | 362 | install 3 x 2500 MHz antennas; add 3 RRU's
| Montville | Cook Road | AT&T | Wireless Solutions | guyed-lattice | 180 | 190 | 362 | replace 6 antennas w 3 x 700/850/1900/2100 Mhz antennas & 3 x 700/2300 Mhz antennas; add 6 rru's
| Montville | Cook Road | T-Mobile | Wireless Solutions | guyed-lattice | 188 | 190 | 362 | replace 3 antennas w 3x 600/700/1900 MHz antennas, replace 3 rru's
| Montville | Old Colchester Road | Eastern CT Cable | Eastern CT Cable | guyed-lattice | 365 | 370 | 482 | raise antennas
| Montville | Old Colchester Road | Eastern CT Cable | Eastern CT Cable | guyed-lattice | 365 | 370 | 482 | n/a |  | one-for-one replacement of tower
| Montville | Old Colchester Road | BAM | Eastern CT Cable | guyed-lattice | 265 | 385 |  | 4 2 10017 Whip | 15.5x21
| Montville | Old Colchester Road | BAM | Eastern CT Cable | guyed-lattice | 300 | 385 |  | 4-15' whips |  | add new tower
| Montville | Old Colchester Road | SNET/SCLP | Eastern CT Cable | guyed-lattice | 225 | 385 |  | add 6 antennas
| Montville | Old Colchester Road | BAM | Eastern CT Cable | guyed-lattice | 303 | 385 |  | 12-Swedcom ALP 9011 antennas |  | Replace whip antennas with panels
| Montville | Old Colchester Road | SNET/Cingular | Eastern CT Cable | guyed-lattice | 230 | 385 |  | replace existing antennas with 9 CSS DUO4-8670, 6 tower mount amplifiers, 3 diplexers
| Montville | Old Colchester Road | Cingular | Eastern CT Cable | guyed-lattice | 239 | 385 |  | remove 3 of 9 existing antennas; install 3 new antennas and 6 diplexers
| Montville | Old Colchester Road | Verizon | Metrocast Communications | guyed-lattice | 305 | 385 |  | replace 12 existing antennas with 6 cellular, 3 PCS, and 3 LTE antennas
| Montville | Old Colchester Road | AT&T | Metrocast Communications | guyed-lattice | 242 | 385 |  | add 3 multi-band antennas to 6 GSM/UMTS antennas |  | 4G/LTE upgrade
| Montville | Old Colchester Road | Verizon | Metrocast Communications | guyed-lattice | 305 | 385 | 482 | replace 12 antennas w/ 3 700 MHz, 3850 MHz, 3 1900 MHz, 3 2100 MHz
| Montville | Old Colchester Road | AT&T | Atlantic Broadband | guyed-lattice | 242 | 370 | 482 | replace 3 ant w/ 3 700/1900 MHz; add 3 RRHs
| Montville | Old Colchester Road | Verizon | Atlantic Broadband | guyed-lattice | 305 | 370 | 482 | replace 3 antennas w/ 3 700 MHz antennas; replace 3 RRHs, add 3 RRHs
| Montville | Old Colchester Road | AT&T | Atlantic Broadband | guyed-lattice | 242 | 370 | 482 | replace 3 antennas w 3x700MHz antennas & install 3x 700/850 MHz antennas; add 3 rru's
| Montville | Old Colchester Road | AT&T | Atlantic Broadband | guyed-lattice | [6 empty] | diesel generator | 30-kilowatt | no
| Montville | Moxley Road | BAM | Wireless Solutions of Old Lyme | guyed-lattice | 142 | 190 | 200 | 12-Allgon 7129.16 panel antennas | 12x30 | 1 generator, 1 gps; Sprint on @ 160', Nextel on @ 180', V'Stream on @ 150'
| Montville | Moxley Road | AT&T | Mariner Tower | guyed-lattice | 130 | 190 | 200 | add 6 panel antennas |  | up to 4 equipment cabinets on concrete pad/CSC notified of ownership change by letter dated 8/10/06
| Montville | Moxley Road | Cingular | Mariner Tower | guyed-lattice | 130 | 190 | 200 | remove 3 antennas; install 3 new antennas and 6 TMAs
| Montville | Moxley Road | MetroPCS | Mariner Tower | guyed-lattice | 175 | 190 | 200 | install 6 antennas
| Montville | Moxley Road | Verizon | Mariner Tower | guyed-lattice | 142 | 190 | 200 | replace 12 existing antennas with 6 cellular, 3 PCS, and 3 LTE antennas
| Montville | Moxley Road | Sprint | Mariner Tower | guyed-lattice |  | 190 | 200 |  |  | install 5 kW fuel cell as back up power | fuel cell backup
| Montville | Moxley Road | AT&T | SBA | guyed-lattice | 130 | 190 | 200 | add 3 multi-band antennas for LTE to 3 GSM/UMTS antennas |  | 4G/LTE upgrade
| Montville | Moxley Road | Sprint | SBA | guyed-lattice | 159 | 190 | 200 | replace 6 CDMA antennas with dual-band antennas |  | 4G/LTE upgrade
| Montville | Moxley Road | Sprint | SBA | guyed-lattice | 160 | 190 | 200 | replace 6 CDMA antennas with 3 dual-band antennas |  | 4G/LTE upgrade
| Montville | Moxley Road | Sprint | SBA | guyed-lattice | 160 | 190 | 200 | add 3 new CDMA/LTE antennas to 3 existing antennas
| Montville | Moxley Road | Verizon | SBA | guyed-lattice | 141 | 190 | 200 | replace 9 antennas with 3 new 850 MHz, 3 new 1900 MHz, and 3 new 2100 MHz antennas
| Montville | Moxley Road | Verizon | SBA | guyed-lattice | 141 | 190 | 200 | replace 9 antennas with 3 850 MHz antennas, 3 1900 MHz antennas, and 3 2100 MHz antennas
| Montville | Moxley Road | AT&T | SBA | guyed-lattice | 130 | 190 | 200 | replace 3 ant w/ 3 700/1900 MHz ant; replace 3 RRHs
| Montville | Moxley Road | Sprint | SBA | guyed-lattice | 160 | 190 | 200 | install 3 2500 MHz antennas; add 3 RRHs
| Montville | Moxley Road | T-Mobile | SBA | guyed-lattice | 150 | 190 | 200 | replace 3 antennas w 3 x 1900/2100 MHz antennas
| Montville | Moxley Road | T-Mobile | SBA | guyed-lattice | 150 | 190 | 200 | replace 3 antennas w 3 x 600/700/1900 MHz antennas, add 3 rru's
| Montville | Moxley Road | AT&T | SBA | guyed-lattice | 130 | 190 | 200 | relocate 6 antennas & install 3 x 700/850/1900 MHz antennas ; replace 6 RRU's
Sub-petition No. 1133 | Montville | Route | Verizon | Town of Montville | self-support lattice | 70 | 145 | 60.5 | one 2100 MHz ant., 1 RRH | 8x8 pad | Petition No. 1133 Verizon EFR subpetition
| Montville | Route | Eversource | Town of Montville | self-support lattice | 133 | 145 | 61 | install 1 900 MHz whip | inside fire dept | tower share
Docket No. 63 | Montville | Montville Road | DEP | DEP | self-support lattice | 260 | 260 | 215 | 1-4' dish, 4-UHF/VHF @ 260, 230, 210
| Montville | Montville Road | DPS | DPS | self-support lattice | 254 | 260 | 110 | 1-4' dish | 15'x25'
| Montville | Montville Road | VoiceStream | DPS | self-support lattice | 235 | 260 | 110 | 1- dish repeater RSI P-18A72GE-U, 1-Allgon 7221.14 panel | cabinets | dish at 175' AGL
| Montville | Montville Road | T-Mobile | DPS | self-support lattice | 235 | 260 | 110 | E911 upgrade
| Montville | Chapel Hill Road | CL&P/NU/Montville Radio | CL&P/NU | guyed-lattice | var. | 181 |  |  |  | replace two small bldgs w/ 11' high equip. enclosure
Petition No. 824 | Montville | Chapel Hill Road | CL&P/NU/Montville Radio | CL&P/NU | self-support lattice | var. | 181 |  | various antennas at different heights | 12x20 | replace guyed lattice tower with self-supporting lattice tower of same height
| Montville | Chapel Hill Road | Dominion Nuclear | CL&P/NU | self-support lattice | 128 | 181 |  | add 1 new antenna @ 128' to 1 existing antenna @ 61'
| Naugatuck | East Side Boulevard | Clearwire | Channel 20 Ent. LP | guyed-lattice | var. | 200 | 806 | install 3 antennas @ 180', 3 microwave dishes @ 185, and 1 microwave dish @ 198'
| Naugatuck | East Side Boulevard | MetroPCS | Counterpoint Cmcns | guyed-lattice | 170 | 200 | 806 | install 6 antennas
| Naugatuck | East Side Boulevard | Verizon | Counterpoint Cmcns | guyed-lattice | 155 | 200 | 806 | install 12 antennas
| Naugatuck | East Side Boulevard | Verizon | Counterpoint Cmcns | guyed-lattice | 155 | 200 | 806 | revise antenna array approved under tower share approval - now 3 850 MHz, 3 1900 MHz, 3 700 MHz, and 3 2100 MHz antennas
| Naugatuck | East Side Boulevard | Cingular | Channel 20 Ent. LP | guyed-lattice | 160 | 280 | 736 | install 6 panel antennas | 12x20 | Sprint on at 215'; Prospect Police on at 170'
| Naugatuck | East Side Boulevard | Sprint Nextel | Channel 20 Ent. LP | guyed-lattice | 215 | 280 | 736 | replace 6 CDMA antennas with 3 WiMAX and 3 new CDMA antennas
| Naugatuck | East Side Boulevard | T-Mobile | Channel 20 Ent. LP | guyed-lattice | 240 | 280 | 736 | install 3 panel antennas | pad
| Naugatuck | East Side Boulevard | AT&T | Channel 20 Ent. LP | guyed-lattice | 156 | 280 | 736 | add 3 multi-band antennas to 6 existing GSM/UMTS antennas |  | 4G/LTE upgrade
| Naugatuck | East Side Boulevard | AT&T | Channel 20 Ent. LP | guyed-lattice | n/a | 280 | 736 | n/a |  | install 50 kW diesel generator for backup power | diesel generator
| Naugatuck | East Side Boulevard | Sprint | Channel 20 Ent. LP | guyed-lattice | 210 | 280 | 736 | replace 4 CDMA antennas with 3 dual-band antennas |  | 4G/LTE upgrade
| Naugatuck | East Side Boulevard | T-Mobile | WTIC/WCCT-TV | guyed-lattice | 236 | 280 | 736 | replace 3 ant w/ 3 1900/2100 MHz, 3 700/1900/2100 MH ant; remove 3 TMAs install 3 RRHs, 3 TMAs
| Naugatuck | Clark Hill Road | T-Mobile | WTIC/WCCT-TV | guyed-lattice | 236 | 280 | 736 | install 6 new antennas, new coax and 3 new RRUs at ground level
| Naugatuck | Clark Hill Road | AT&T | WTIC/WCCT-TV | guyed-lattice | 156 | 280 | 736 | replace 6 ant w/ 3 700/1900 MHz and 3 2300 MHz ant; add 6 RRHs
| Naugatuck | Clark Hill Road | AT&T | WTIC/WCCT-TV | guyed-lattice | 156 | 280 | 736 | install 3 RRHs
| Naugatuck | Clark Hill Road | Sprint | WTIC/WCCT-TV | guyed-lattice | 208 | 280 | 736 | install 3 2500 MHz antennas; add 3 RRHs
| Naugatuck | Clark Hill Road | AT&T | WTIC/WCCT-TV | guyed-lattice | 156 | 280 | 736 | replace 3 rru's; install 3 x 850/1900 MHz antennas, relocate three antennas and add 6 rru's
Petition No. 1241 | Naugatuck | New Haven Road | Verizon | Naugatuck Partners LLC | rooftop | 50.5 | 53.6 | 329 | install antenna mast and 6 antennas | 12'x26' | Install on building façade of building where AT&T and MetroPCS already have antennas | propane generator
| Naugatuck | Elm Street | Nextel | Sprint | monopole | 130 | 150 | 130 | 12-panels, ALP 9212 | 12x26
| Naugatuck | Elm Street | Verizon | Sprint | monopole | 110 | 150 | 130 | 12-Decibel antennas; 1 GPS antenna | 12'x30' | 40 KW diesel fueled emergency stand-by generator; Verizon approved but not located on tower | diesel generator
| Naugatuck | Elm Street | AT&T | Sprint Sites | monopole | 120 | 150 | 130 | 6 panel antennas, Allgon 7250.03 | pad | add 2 equipment cabinets on new 6x10 pad
| Naugatuck | Elm Street | AT&T | Sprint Sites | monopole | 120 | 150 | 130 | antennas removed - no longer in use
| Naugatuck | Elm Street | T-Mobile | Sprint Sites | monopole | 120 | 150 | 130 | install 6 panel antennas | pad
| Naugatuck | Elm Street | Sprint Nextel | Sprint Sites | monopole | 150 | 150 | 130 | add 3 WiMAX antennas and 1 microwave dish |  | install 1 WiMAX radio cabinet and 1 WiMAX power cabinet
| Naugatuck | Elm Street | Pocket (now MetroPCS) | Sprint Sites | monopole | 140 | 150 | 130 | flush mount 3 antennas
| Naugatuck | Elm Street | Clearwire | Sprint Sites | monopole | 150 | 150 | 130 | install 3 panel antennas and 3 microwave dishes
| Naugatuck | Elm Street | Sprint | Crown Castle | monopole | 150 | 150 | 130 | replace 4 existing CDMA antennas with 3 quad pole antennas for LTE
| Naugatuck | Elm Street | Sprint | Crown Castle | monopole | 150 | 150 | 130 | install 3 2.5 MHz ant. And RRHs
| Naugatuck | Elm Street | T-Mobile | Crown Castle | monopole | 120 | 150 | 130 | remove 6 antennas and install 3 700, 3 1900/2100, and 3 2100 MHz antennas |  | remove all equipment @ 142'
| Naugatuck | Elm Street | T-Mobile | Crown Castle | monopole | 120 | 150 | 130 | replace 3 ant w/ 3 1900/2100 ant
| Naugatuck | Elm Street | Sprint | Crown Castle | monopole | 150 | 150 | 130 | install 3 2500 MHz antennas; add 3 RRHs
Petition No. 623 | Naugatuck | South Main Street | Verizon | Cingular | monopole | 40 | 49 | 250.8 | 12 panel antennas | 12x30 | replacement pole; Cingular on pole at 49' with 12x20 equipment shelter
| Naugatuck | South Main Street | Cingular | Cingular | monopole | 52 | 49 | 250.8 | replace 2 existing antennas |  | install 2 diplexers
| Naugatuck | South Main Street | Verizon | Cingular | monopole | 40 | 49 | 250.8 | replace 6 existing PCS antennas with 3 PCS and 3 700 MHz antennas
| Naugatuck | South Main Street | AT&T | American Tower | monopole | 52 | 49 | 250.8 | replace 2 of 6 existing antennas with 2 new LTE antennas
| Naugatuck | South Main Street | AT&T | American Tower | monopole | 52 | 49 | 250.8 | install 2 remote radio heads previously approved but not installed
| Naugatuck | South Main Street | AT&T | American Tower | monopole | 52 | 49 | 250.8 | replace 4 of 6 existing antennas with 4 new LTE antennas
| Naugatuck | South Main Street | Verizon | American Tower Corporation | monopole | 40 | 49 | 250.8 | replace 6 antennas with 3 700/2100 and 3 1900 MHz antennas
| Naugatuck | South Main Street | AT&T | American Tower | monopole | 49 | 49 | 251 | replace 2 ant w/ 2 700/1900 MHz ant; eplace 2 RRHs
Petition No. 1319 | Naugatuck | South Main Street | AT&T | American Tower | monopole | 90 | 89 | 251 | relocate 6 antennas & 6 RRHs |  | extend height of tower by 40'
| Naugatuck | South Main Street | AT&T | American Tower | monopole | 90 | 89 | 251 | INSTALL 2 X 700/850/1900 Mhz antennas; add 6 rru's
| Naugatuck | Maple Hill Road | T-Mobile | Tarpon Towers | monopole | 167 | 180 |  | install 4 x 1900/2100 MHz, 4x 2100MHz & 4x 600/700 MHz antennas; add 12 rru's | 1xh-frame & 4 cabinets on 10'x26' conc. Pad | quad platform antenna mount with a handrail kit | diesel generator | 25-kilowatt | no
Petition No. 973 | Naugatuck | Andrew Mountain Road | AT&T | North Atlantic Towers | monopole | 120 | 120 | 854 | install 6 antennas | 12x20 | 4/3/14 - Council approves installation of 12 antennas instead of 6
| Naugatuck | Andrew Mountain Road | Verizon | Florida Tower Partners | monopole | 106 | 120 | 854 | install 6 LTE antennas and 6 AWS antennas | 12x30
| Naugatuck | Andrew Mountain Road | Verizon | American Tower | monopole | 106 | 120 | 854 | replace 3 antennas w/ 3 700 MHz
| Naugatuck | Andrew Mountain Road | Verizon | American Tower | monopole | 106 | 120 | 854 | replace 6 antennas w/ 6 700/850/1900/2100 MHz antennas; add 6 RRHs
| Naugatuck | Andrew Mountain Road | AT&T | American Tower | monopole | 116 | 120 | 854 | replace 3 antennas w/ new; replace 3 RRHs, add 6 RRHs
| Naugatuck | Andrew Mountain Road | Verizon | American Tower | monopole | 106 | 120 | 854 | remove 3 antennas; remove 6 rrus & replace 6 rrus
Docket No. 56 | Naugatuck | East Side Boulevard | BAM | Channel 20 Ent. LP | guyed-lattice | 390 | 934 | 736 | 2-13' whips, 3-8' reflect. ant | 15x21 | Alternate/ Channel 20
| Naugatuck | East Side Boulevard | BAM | Channel 20 Ent. LP | guyed-lattice | 195 | 934 | 736 | 12 AIP 9212 |  | Replace Antennas
| Naugatuck | East Side Boulevard | Verizon | Channel 20 Ent. LP | guyed-lattice | 195 | 934 | 736 | replace 6 cellular antennas with 6 PCS antennas
| Naugatuck | East Side Boulevard | Pocket (now MetroPCS) | Channel 20 Ent. LP | guyed-lattice | 210 | 934 | 736 | flush mount 3 antennas
| Naugatuck | East Side Boulevard | Verizon | Channel 20 Ent. LP | guyed-lattice | n/a | 934 | 736 | n/a |  | replace 500 gallon propane tank with 1,000 gallon tank | propane generator
| New Britain | Hartford Square | Verizon | SBA | self-support lattice | 132 | 176 |  | 12 Swedcom panel antennae | 12x30 | 1 GPS receiver; Nextel on @ 172', VoiceStream on @ 152'
| New Britain | Hartford Square | NorthCoast | SBA | self-support lattice | 132 | 175 |  | 6 panel, 3 dish | cabinet
| New Britain | Hartford Square | Verizon | SBA | self-support lattice | 140 | 175 |  | replace 6 cellular antennas with 6 PCS antennas
| New Britain | Hartford Square | Verizon | SBA | self-support lattice | 140 | 175 |  | replace 6 existing cellular antennas with 6 new cellular antennas
| New Britain | Hartford Square | Cingular | SBA | self-support lattice | 162 | 175 |  | remove 12 existing antennas; install 6 new antennas |  | add 6 tower mount amplifiers and 6 diplexers
| New Britain | Hartford Square | Pocket (now MetroPCS) | SBA | self-support lattice | 130 | 175 |  | flush mount 3 antennas
| New Britain | Hartford Square | T-Mobile | SBA | self-support lattice | 152 | 175 |  | remove 6 existing antennas and TMAs; replace with 6 new antennas and TMAs |  | UMTS upgrade
| New Britain | Hartford Square | Verizon | SBA | self-support lattice | 140 | 175 |  | replace 6 existing PCS antennas with 3 new PCS and 3 new 700 MHz antennas
| New Britain | Hartford Square | Clearwire | SBA | self-support lattice | 172 | 175 |  | install 3 WiMAX antennas and 2 microwave dishes
| New Britain | Hartford Square | Verizon | SBA | self-support lattice | 140 | 175 |  | replace 6 of 12 existing antennas with 6 new cellular antennas
| New Britain | Hartford Square | AT&T | SBA | self-support lattice | 166 | 175 |  | add 3 LTE antennas to six existing GSM/UMTS antennas
| New Britain | Hartford Square | MetroPCS | SBA | self-support lattice | n/a | 175 |  | n/a |  |  | BBU
| New Britain | Hartford Square | Verizon | SBA | self-support lattice | 140 | 175 |  | replace 6 of 12 existing antennas with 3 cellular and 3 AWS antennas
| New Britain | Hartford Square | AT&T | SBA | self-support lattice | n/a | 175 |  | n/a |  | install 50 kW diesel generator for backup power | diesel generator
| New Britain | Hartford Square | T-Mobile | SBA | self-support lattice | 152 | 175 |  | replace 6 existing antennas with 6 new 4G antennas |  | 4G/LTE upgrade
| New Britain | Hartford Square | Verizon | SBA | self-support lattice | 140 | 175 |  | replace 3 of 12 existing antennas with 3 new LTE antennas
| New Britain | Hartford Square | T-Mobile | SBA | self-support lattice | 152 | 175 |  | install 3 700 MHz antennas
| New Britain | Hartford Square | Verizon | SBA | self-support lattice | 140 | 176 |  | replace 6 antennas with 3 1900 and 3 2100 MHz antennas
| New Britain | Hartford Square | AT&T | SBA | self-support lattice | 162 | 176 |  | replace 3 antennas with 3 850/1900 MHz antennas
| New Britain | Hartford Square | AT&T | SBA | self-support lattice | 162 | 176 |  | replace 3 RRHs
| New Britain | Hartford Square | T-Mobile | SBA | self-support lattice | 152 | 176 |  | replace 3 antennas w/ 3 1900/2100 MHz
| New Britain | Hartford Square | Sprint | SBA | self-support lattice | 175 | 175 |  | install 3 850/1900/2500 MHz antennas & 12 RRHs; remove 3 antennas & 3 RRHs
| New Britain | Hartford Square | AT&T | SBA | self-support lattice | 162 | 175 |  | replace 3 antennas w 3x700/2300MHz antennas ; add 3 rru's
| New Britain | Hartford Square | T-Mobile | SBA | self-support lattice | 152 | 175 |  | replace 3 antennas w 3 x600/700MHz antennas ; replace 3 RRUS
| New Britain | North Mountain Road | SCLP | Sprint | monopole | 100 | 118 |  | 12-panels, Algon 7120.16 | 12x26
| New Britain | North Mountain Road | VoiceStream | Sprint | monopole | 108 | 118 |  | 1-EMS antenna | cabinet
| New Britain | North Mountain Road | SNET/Cingular | Sprint | monopole | 100 | 118 |  | replace existing antennas with 9 DUO4-8670, 6 tower mount amplifiers, 1 GPS @ 60'
| New Britain | North Mountain Road | T-Mobile | Sprint | monopole | 108 | 118 |  | E911 upgrade
| New Britain | North Mountain Road | T-Mobile | Sprint | monopole | 108 | 118 |  | remove existing antennas and install 3 panel antennas | pad
| New Britain | North Mountain Road | Cingular | Sprint | monopole | 100 | 118 |  | replace 3 existing antennas with 3 powerwave 7770 antennas |  | install 3 diplexers
| New Britain | North Mountain Road | Verizon | Sprint | monopole | 90 | 118 |  | install 6 cellular and 6 PCS antennas | 12x30 | expand compound from 47x47 to 66x47
| New Britain | North Mountain Road | T-Mobile | Sprint | monopole | 108 | 118 |  | add 3 antennas and 3 TMAs to 3 existing antennas and 3 TMAs |  | UMTS upgrade
| New Britain | North Mountain Road | Clearwire | Sprint | monopole | 72 | 118 |  | install 3 panel antennas and 3 microwave dishes
| New Britain | North Mountain Road | AT&T | Crown Castle | monopole | 100 | 118 |  | replace 6 of 9 existing dual-band antennas with 6 new multi-band antennas
| New Britain | North Mountain Road | Verizon | Crown Castle | monopole | 90 | 118 |  | replace 6 of 12 existing antennas with 3 PCS and 3 LTE antennas
| New Britain | North Mountain Road | Sprint | Crown Castle | monopole | 116 | 118 |  | replace 6 CDMA antennas with 3 dual-band antennas |  | 4G/LTE upgrade
| New Britain | North Mountain Road | Verizon | Crown Castle | monopole | 90 | 118 |  | replace 1 of 12 existing antennas with 1 new LTE 700 MHz antenna
| New Britain | North Mountain Road | T-Mobile | Crown Castle | monopole | 108 | 118 |  | replace 6 existing antennas with 6 new LTE capable antennas
| New Britain | North Mountain Road | Sprint | Crown Castle | monopole | 116 | 118 |  | add 3 CDMA/LTE antennas to 3 existing ones
| New Britain | North Mountain Road | Verizon | Crown Castle | monopole | 86 | 118 |  | replace 10 antennas w/ 1 700 MHz, 3 850 MHz, 3 1900 MHz, 3 2100 MHz. Add 6 RRHs.
| New Britain | North Mountain Road | T-Mobile | Crown Castle | monopole | 108 | 118 |  | install 3 700 MHz antennas
| New Britain | North Mountain Road | AT&T | Crown Castle | monopole | 100 | 118 |  | replace 3 antennas w/ 3 700 MHz antennas; add 3 RRHs
| New Britain | North Mountain Road | AT&T | Crown Castle | monopole | 100 | 118 |  | replace 3 RRHs
| New Britain | North Mountain Road | Sprint | Crown Castle | monopole | 118 | 118 |  | install 3x 2500 MHz antennas and 3 RRHs, |  | relocate dish antenna from 72ft
| New Britain | North Mountain Road | T-Mobile | Crown Castle | monopole | 108 | 118 |  | replace 6 antennas w 3 x 600/700MHz & 3 x 1900/2100 MHz antennas; replace 3 rru's
| New Britain | East Street | Nextel | Message Center Mgt. | self-support lattice | 125 | 175 | 89 | 12 panel antennas | 12x20
| New Britain | East Street | NorthCoast | Message Center Mgt. | self-support lattice | 172.5 | 175 |  | 6 panel, 3 dish | cabinet
| New Britain | East Street | Pocket (now MetroPCS) | Message Center Mgt. | self-support lattice | 165 | 175 | 89 | flush mount 3 antennas
| New Britain | East Street | MetroPCS | Message Center Mgt. | self-support lattice |  | 175 | 89 |  |  | replace existing radio cabinet with new radio cabinet and add battery cabinet
| New Britain | East Street | Sprint | Message Center Mgt. | self-support lattice | 175 | 175 | 89 | install 3 850/1900 MHz ant, 3 2500 MHz ant, 2 26" diameter dish ant and 9 RRHs
| New Britain | East Street |  | MCM Acquisition 2017, LLC | self-support lattice | 175 | 175 | 89 |  |  | notice of owernship change
Petition No. 283 | New Britain | Myrtle Street | BAM | One Enterprise Grove | rooftop | 95 | 95 |  | 6-panels, 2-whips
| New Britain | Myrtle Street | BAM | One Enterprise Grove | rooftop | 93 | 95 |  | 12 AIP 9212 |  | Replace Antennas
Petition No. 366 | New Britain | Stanley Street | Sprint | CCSU | guyed-lattice | 80 | 80 |  | 9 direct PCS ant |  | Replace an exist 70' tower on a 6 story bldg
| New Britain | Stanley Street | Clearwire | CCSU | guyed-lattice | 80 | 80 |  | install 3 WiMAX antennas and 3 microwave dishes
| New Britain | Stanley Street | Sprint | CCSU | guyed-lattice | 80 | 80 |  | replace 3 CDMA antennas with 3 dual-band antennas
| New Britain | Stanley Street | Sprint | CCSU | guyed-lattice | 80 | 80 |  | add 3 CDMA/LTE antennas to 3 existing ones
| New Britain | Lester Street | Verizon | Crown | monopole | 145 | 190 |  | 12 panel antennae | 12x30
| New Britain | Lester Street | AT&T | Crown | monopole | 187 | 190 |  | 6 Allgon 7250.02 panel antennas
| New Britain | Lester Street | T-Mobile(VoiceStream) | Crown | monopole | 167 | 190 |  | install 9 EMS RR90-17-02-DP panel antennas |  | 3 Nortel S8000 BTS cabinets on 10x20 concrete pad
| New Britain | Lester Street | Verizon | Crown | monopole | 147 | 190 |  | replace 6 cellular with 6 PCS antennas
| New Britain | Lester Street | Verizon | Crown | monopole | 147 | 190 |  | replace 6 cellular with 6 new cellular antennas
| New Britain | Lester Street | Cingular | Crown | monopole | 188 | 190 |  | replace 3 existing antennas with 3 new ones |  | add 6 tower mount amplifiers
| New Britain | Lester Street | T-Mobile | Crown | monopole | 167 | 190 |  | remove 3 existing antennas; install 3 new ones - one in a different sector
| New Britain | Lester Street | Verizon | Crown | monopole | 147 | 190 |  | replace 6 existing PCS antennas with 3 new PCS and 3 700 MHz antennas
| New Britain | Lester Street | T-Mobile | Crown | monopole | 162 | 190 |  | replace 6 of 9 existing antennas
| New Britain | Lester Street | AT&T | Crown Castle | monopole | 189 | 190 |  | add 3 LTE antennas to 3 existing GSM/UMTS antennas
| New Britain | Lester Street | Verizon | Crown Castle | monopole | 145 | 190 |  | replace 6 of 12 existing antennas with 6 new cellular antennas
| New Britain | Lester Street | T-Mobile | Crown Castle | monopole | 163 | 190 |  | replace 6 existing antennas with 3 GSM/UMTS quad pole antennas and 3 LTE quad pole antennas
| New Britain | Lester Street | Verizon | Crown Castle | monopole | 157 | 190 |  | replace 6 of 12 existing antennas with 3 cellular and 3 AWS antennas
| New Britain | Lester Street | Verizon | Crown Castle | monopole | 157 | 190 |  | replace 1 of 12 existing antennas with 1 new cellular antenna
| New Britain | Lester Street | AT&T | Crown Castle | monopole |  | 190 |  |  |  | install 50 kW diesel generator for backup power | diesel
| New Britain | Lester Street | Verizon | Crown Castle | monopole | 145 | 190 |  | replace 6 ant. w/ 3 1900 MHz, 3 2100 MHz, replace 6 RRHs, add 3 RRHs
| New Britain | Lester Street | T-Mobile | Crown Castle | monopole | 163 | 190 |  | install 3 700 MHz antennas
| New Britain | Lester Street | AT&T | Crown Castle | monopole | top | 190 |  | install 3 2300 MHz antennas |  | remove all @ 177'
Petition No. 1232 | New Britain | Lester Street | Verizon | Crown Castle | monopole | 145 | 190 |  |  | 16x30 | new equipment shelter for CRAN equip.; expand exist. Shelter; replace generator |  | 100 kW
| New Britain | Lester Street | T-Mobile | Crown Castle | monopole | 163 | 190 |  | install 3 1900 MHz antennas
| New Britain | Lester Street | Verizon | Crown Castle | monopole | 145 | 190 |  | replace 7 ant w/ 1 700 MHz, 3 1900 MHz, 3 2100 MHz antennas; replace 6 RRHs, add 3 RRHs
| New Britain | Lester Street | AT&T | Crown Castle | monopole | 189 | 190 |  | replace 3 antennas, replace 3 RRHs
| New Britain | Lester Street | AT&T | Crown Castle | monopole | 190 | 190 |  | install 6 RRHs
| New Britain | Lester Street | T-Mobile | Crown Castle | monopole | 161 | 190 |  | replace 3 antennas w 3x 600/700Mhz antennas
| New Britain | Lester Street | Verizon | Crown Castle | monopole | 149 | 190 |  | replace 6 rru's & the existing antenna mount, remove 3 rru's and relocate 12 existing antennas |  | replace platform mount with arch frame sector mount
| New Britain | Lester Street | Verizon | Crown Castle | monopole | 146 | 188 |  | replace 3 antennas w 3x3600 MHz antennas ; add 3 rrus
Petition No. 1288 | New Britain | Franklin Square | Verizon | YWCA | rooftop | 52'5? | 41'6" |  | canister small cell - 1900 MHz; add 1 RRH | equipment on wall | small cell mounted to chimney on building roof
Petition No. 544 | New Britain | Stanley Street | NorthCoast | Crown | monopole | 185 | 195 |  | 6 panel, 3 dish | 10x20
Petition No. 544 | New Britain | Stanley Street | AT&T | Crown | monopole | 195 | 195 |  | 6 panel | 10x5 pad
Petition No. 544 | New Britain | Stanley Street | Verizon | Crown | monopole | 100 | 195 |  | 12 panel | 12x20
| New Britain | Stanley Street | Verizon | Crown | monopole | 100 | 195 |  | replace 6 of 12 existing cellular antennas with 6 PCS antennas
| New Britain | Stanley Street | Verizon | Crown | monopole | 102 | 195 |  | replace 6 existing cellular antennas with 6 new cellular antennas
| New Britain | Stanley Street | Cingular | Crown | monopole | 195 | 195 |  | replace 3 existing antennas with 3 new ones |  | add 6 tower mount amplifiers
| New Britain | Stanley Street | Cingular | Crown | monopole |  | 195 |  |  |  | extend equipment pad
| New Britain | Stanley Street | Pocket (now MetroPCS) | Crown | monopole | 185 | 195 |  | flush mount 3 antennas
| New Britain | Stanley Street | Clearwire | Crown | monopole | 175 | 195 |  | install 3 panel antennas, 3 microwave dishes
| New Britain | Stanley Street | Verizon | Crown | monopole | 102 | 195 |  | replace 6 existing PCS antennas with 3 PCS and 3 700 MHz antennas
| New Britain | Stanley Street | Verizon | Crown | monopole |  | 195 |  |  |  | install 6 diplexer coax cables
| New Britain | Stanley Street | AT&T | Crown Castle | monopole | 195 | 195 |  | add 3 LTE antennas to 3 existing GSM/UMTS antennas
| New Britain | Stanley Street | MetroPCS | Crown Castle | monopole |  | 195 |  |  |  | replace radio cabinet for LTE upgrade
| New Britain | Stanley Street | Verizon | Crown Castle | monopole | 102 | 195 |  | replace 6 of 12 antennas with 3 cellular and 3 AWS antennas
| New Britain | Stanley Street | Verizon | Crown Castle | monopole | 102 | 195 |  | replace 1 of 12 existing antennas with 1 new cellular antenna
| New Britain | Stanley Street | AT&T | Crown Castle | monopole |  | 195 |  |  |  | install 50 kW diesel generator for backup power | 50 kW diesel
| New Britain | Stanley Street | Verizon | Crown Castle | monopole | 102 | 192 |  | replace 6 antennas with 3 700/2100 MHz antennas and 3 1900 MHz antennas
| New Britain | Stanley Street | AT&T | Crown Castle | monopole | top | 192 |  | install 3 2300 MHz antennas
| New Britain | Stanley Street | AT&T | Crown Castle | monopole | 192 | 192 |  | replace 3 ant w/ 3 700/1900 MHz ant; add 3 RRHs
| New Britain | Stanley Street | Verizon | Crown Castle | monopole | 102 | 192 |  | replace 6 ant w/ 3 700/2100 MHz & 3 1900 MHz; replace 3 RRHs, add 6 RRHs
| New Britain | Stanley Street | AT&T | Crown Castle | monopole | 195 | 195 |  | install 3 700 MHz antennas and 12 RRHs on platform
| New Britain | Stanley Street | Sigfox | Crown Castle | monopole | 161 | 192 |  | install one whip antenna, one new mount and a standoff antenna support | h frame and base station | tower share;
| New Britain | Stanley Street | Sprint | Crown Castle | monopole | 175 | 192 |  | replace 3 antennas w 3 x 850/1900 and install 3x2500MHz antennas;replace 3 & add 6 RRU's |  | replace exisiting 3-foot square concrete pad with 3.5x5.5-foot conc. Pad
| New Britain | Stanley Street | Verizon | Crown Castle | monopole | 103 | 192 |  | replace 6 rru's & antenna mount |  | install 1 OVP, 3 side by side mounting brackets & relocate 12 existing antennas
Petition No. 703 | New Britain | Wildwood Street | Cingular | City of New Britain/AT&T | monopole | 110 | 110 | 60 | install 6 Kathrein AP14/17 panel antennas | 12x20 | replace light pole with stronger pole to support antennas and lights
| New Britain | Wildwood Street | T-Mobile | City of New Britain/AT&T | monopole | 100 | 110 | 60 | install 9 panel antennas | pad
Petition No. 850 | New Britain | Wildwood Street | Verizon | City of New Britain/AT&T | monopole | 90 | 110 | 60 | install 3 cellular and 3 PCS antennas | 12x30 | expand base compound by 1,080 square feet to accommodate Verizon shelter
| New Britain | Wildwood Street | T-Mobile | City of New Britain/AT&T | monopole | 100 | 110 | 60 | add 3 antennas and 3 TMAs to existing array
| New Britain | Wildwood Street | Clearwire | City of New Britain/AT&T | monopole | 76 | 110 | 60 | install 3 panel antennas and 3 2-foot diameter microwave dishes
| New Britain | Wildwood Street | AT&T | City of New Britain/AT&T | monopole | 113 | 110 | 60 | add 3 LTE antennas to 3 GSM and 3 UMTS antennas
| New Britain | Wildwood Street | T-Mobile | City of New Britain/AT&T | monopole | 100 | 110 | 60 | replace 6 existing antennas with 6 new antennas
| New Britain | Wildwood Street | Verizon | City of New Britain/AT&T | monopole | 90 | 110 | 60 | replace 6 existing antennas with 3 PCS and 3 LTE antennas
| New Britain | Wildwood Street | T-Mobile | City of New Britain/AT&T | monopole | 100 | 110 | 60 | add 3 new LTE antennas to 6 existing antennas
| New Britain | Wildwood Street | T-Mobile | AT&T | monopole | 100 | 110 | 60 | replace 3 ant w/ 3 1900 MHz ant
| New Britain | Wildwood Street | T-Mobile | AT&T | monopole | 100 | 110 | 60 | replace 3 antennas w 3x 600/700Mhz antennas
| New Britain | Wildwood Street | AT&T | AT&T | monopole | 113 | 110 | 60 | replace 3 ant. w 3 x 850/1900 MHz; add 9 RRHs
Docket No. 303 | New Britain | Farmington Avenue | Sprint | Sprint | monopole | 108 | 110 | 299 | 12 panel antennas | pad
| New Britain | Farmington Avenue | T-Mobile | Sprint | monopole | 88 | 110 | 299 | install 9 panel antennas | pad
| New Britain | Farmington Avenue | Cingular | Sprint | monopole | 98 | 110 | 299 | install 6 panel antennas | 12x20
| New Britain | Farmington Avenue |  | SBA Towers | monopole |  | 110 | 299 |  |  | transfer of certificate from Sprint to SBA Towers, Inc.
Petition No. 807 | New Britain | Farmington Avenue | Verizon | SBA Towers | monopole | 118 | 120 | 299 | install 12 panel antennas | 12x30 | add 10-foot extension to existing 110-foot tower
| New Britain | Farmington Avenue | T-Mobile | SBA Towers | monopole | 88 | 120 | 299 | add 3 antennas to 3 existing antennas; replace TMAs
| New Britain | Farmington Avenue | Pocket (now MetroPCS) | SBA Towers | monopole | 78 | 120 | 299 | flush mount 3 antennas
| New Britain | Farmington Avenue | Clearwire | SBA Towers | monopole | 108 | 120 | 299 | install 3 WiMAX antennas and 2 microwave dishes
| New Britain | Farmington Avenue | AT&T | SBA Towers | monopole | 98 | 120 | 299 | add 3 new LTE antennas to 6 existing GSM/UMTS antennas
| New Britain | Farmington Avenue | Verizon | SBA Towers | monopole | 118 | 120 | 299 | replace 12 existing antennas with 6 cellular, 3 PCS, and 3 LTE antennas
| New Britain | Farmington Avenue | Sprint | SBA Towers | monopole | 108 | 120 | 299 | replace 6 CDMA antennas with 3 dual-band antennas |  | 4G/LTE upgrade
| New Britain | Farmington Avenue | T-Mobile | SBA Towers | monopole | 88 | 120 | 299 | replace 6 GSM/UMTS antennas with 6 multi-band antennas |  | 4G/LTE upgrade
| New Britain | Farmington Avenue | MetroPCS | SBA Towers | monopole |  | 120 | 299 |  |  | replace existing radio cabinet with new radio cabinet and add battery cabinet
| New Britain | Farmington Avenue | Verizon | SBA Towers | monopole | 119 | 120 | 299 | replace 6 of 12 existing antennas with 3 LTE and 3 AWS antennas
| New Britain | Farmington Avenue | Sprint | SBA Towers | monopole | 108 | 120 | 299 | add 3 dual band antennas to 3 existing antennas
| New Britain | Farmington Avenue | AT&T | SBA | monopole | 98 | 120 | 299 | install 3 remote radio heads
| New Britain | Farmington Avenue | T-Mobile | SBA | monopole | 88 | 120 | 299 | install 3 700 MHz antennas
| New Britain | Farmington Avenue | AT&T | SBA | monopole | 98 | 120 | 299 | replace 3 antennas with 3 700 MHz antennas
| New Britain | Farmington Avenue | T-Mobile | SBA | monopole | 88 | 120 | 299 | replace 3 antennas w/ 3 1900 MHz antennas
| New Britain | Farmington Avenue | T-Mobile | SBA | monopole | 88 | 120 | 299 | replace 3 antennas w 3 700mhz antennas ; replace 3 rru's
| New Britain | Farmington Avenue | AT&T | SBA | monopole | 98 | 120 | 299 | replace 3 antennas w 3 x 850/1900/2100 MHz antennas, add 6 rru's
Petition No. 1161 | New Britain | Clinic Drive | Verizon | Verizon | rooftop | 30.7 | 32.4 |  | AWS/LTE small cell antenna & RRH | in basement | small cell in faux chimney on rooftop
| New Canaan | Main Street | SNET/SCLP | SNET/SCLP | rooftop | 41 | 15 |  | ad 4-8' whips |  | added whips to chimney
| New Canaan | Main Street | Cingular | SNET/SCLP | rooftop | 33 | 15 |  | replace existing with 3 EMS RS90-12-00A2
| New Canaan | Main Street | AT&T | SNET/SCLP | rooftop | 44 | 15 |  | add 3 LTE antennas to 3 existing antennas
Petition No. 1053 | New Canaan | Lakeview Avenue | CL&P | CL&P/NU | monopole | 84 | 84 | 233 | 1 omnidirectional antenna at top of tower
Docket No. 401 | New Canaan | Valley Road | T-Mobile | T-Mobile | monopole | 117 | 120 | 261 | install 3 antennas inside monopole | pad | tower designed to have antennas installed internally | battery backup | 12-16-hour capacity
Docket No. 401 | New Canaan | Valley Road | Verizon | T-Mobile | monopole | 106, 96 | 120 | 261 | install 3 dual band antennas at each of two levels | 12x24 |  | diesel generator | 48-hour capacity
Petition No. 1074 | New Canaan | Valley Road | AT&T | T-Mobile | monopole | 86 | 120 | 261 | install 3 antennas | pad | expand compound 675 sq. ft. to accommodate AT&T equipment
| New Canaan | Valley Road |  | Phoenix | monopole |  | 120 | 261 |  |  | transfer of certificate from T-Mobile to Phoenix
| New Canaan | Valley Road |  | North Atlantic Towers | monopole |  | 120 | 261 |  |  | transfer of certificate from Phoenix to North Atlantic Towers
| New Canaan | Valley Road | AT&T | Tarpon Towers | monopole | 86 | 120 | 261 | replace 3 ant w/ 3 700/850/1900 MHz ant; remove 3 TMAs replace w 6 TMAs
Docket No. 244 | New Canaan | Country Club Road | T-Mobile | T-Mobile | monopole | 106.00, 99.00 | 110 | 498 | 6 antennas - 3 at each height | 8x12 pad | tower designed to have antennas installed internally
Docket No. 244 | New Canaan | Country Club Road | AT&T | T-Mobile | monopole | 89 | 110 | 498 | 3 panel antennas | pad
| New Canaan | Country Club Road | AT&T | Mobilitie | monopole | 89 | 110 | 498 | replace 3 existing antennas and 3 existing TMAs with 3 new antennas and 3 new TMAs |  | need wider radome to conceal new antennas
| New Canaan | Country Club Road | AT&T | SBA Monarch Towers | monopole | 89 | 110 | 498 | replace 3 ant w/ 3 700/850/1900 MHz ant; add 3 TMAs
| New Canaan | Country Club Road | T-Mobile | SBA | monopole | 99 | 110 | 498 | replace 3 ant; relocate 3 TMA
| New Fairfield | Titicus Mountain Road | Nextel | AT&T | self-support lattice | 175 | 188 |  | 3- 13' whips |  | 3-Decibel DB810
| New Fairfield | Titicus Mountain Road | OMNI | AT&T | self-support lattice | 191.5 | 188 |  | 3-dual pole antennas |  | Cellwave APN 199015-2t2
| New Fairfield | Titicus Mountain Road | OMNI | AT&T | self-support lattice |  | 188 |  |  |  | Replace existing equip. cabinets with new
| New Fairfield | Titicus Mountain Road | Metricom | American Tower Management, Inc | self-support lattice | 166 | 187'6" |  | 16-dual band larsen antennas | w/in existing
| New Fairfield | Titicus Mountain Road | Verizon | AT&T | self-support lattice | 140 | 188 |  | 8 decibel antennae
| New Fairfield | Titicus Mountain Road | AT&T | American Tower Management, Inc | self-support lattice | 160 | 188 |  | add 6 Allgon 7250.03 panel antennas |  | up to 4 equipment cabinets on concrete pad
| New Fairfield | Titicus Mountain Road | T-Mobile | American Tower Management, Inc | self-support lattice | 191.5 | 200 |  | E911 upgrade
| New Fairfield | Titicus Mountain Road | Nextel | AT&T | self-support lattice | 180 | 188 |  | replace omni-directional with panel antennas
| New Fairfield | Titicus Mountain Road | Sprint/Nextel | National Grid | self-support lattice | 180 | 188 |  | replace 3 panel antennas with new ones
| New Fairfield | Titicus Mountain Road | Cingular | National Grid | self-support lattice | 160 | 188 |  | remove 3 existing antennas and replace with 3 new antennas and 6 TMAs
| New Fairfield | Titicus Mountain Road | MediaFLO | National Grid | self-support lattice | 134.5 | 188 |  | install 25.1' pylon antenna | 10x11 | mount 2 satellite dishes on roof of equipment shelter
| New Fairfield | Titicus Mountain Road | T-Mobile | National Grid | self-support lattice | 193 | 188 |  | add 3 panel antennas and 3 TMAs |  | UMTS upgrade
| New Fairfield | Titicus Mountain Road | Clearwire | National Grid | self-support lattice | 185 | 188 |  | install 3 panel antennas, 3 TMAs, 2 microwave dishes
| New Fairfield | Titicus Mountain Road | AT&T | National Grid | self-support lattice | 160 | 188 |  | add 3 antennas and 6 RRHs to 3 existing antennas and 6 TMAs
| New Fairfield | Titicus Mountain Road | Verizon | American Tower | self-support lattice | 142 | 188 |  | replace 6 of 12 existing antennas with 3 new PCS and 3 new LTE antennas
| New Fairfield | Titicus Mountain Road | Sprint | American Tower | self-support lattice | 180.5 | 188 |  | replace 6 CDMA antennas with 3 dual-band antennas |  | 4G/LTE upgrade
| New Fairfield | Titicus Mountain Road | ICE | American Tower | self-support lattice | 70 | 188 |  | install one omnidirectional antenna
| New Fairfield | Titicus Mountain Road | T-Mobile | American Tower | self-support lattice | 193 | 188 |  | replace 6 GSM/UMTS antennas with 6 multi-band antennas |  | 4G/LTE upgrade
| New Fairfield | Titicus Mountain Road | Sprint | American Tower | self-support lattice | 167 | 188 |  | remove 6 antennas, install 3 LTE antennas & 3 RRUs
| New Fairfield | Titicus Mountain Road | T-Mobile | American Tower Corporation | self-support lattice | 187.5 | 191 |  | install 3 700 MHz antennas
| New Fairfield | Titicus Mountain Road | AT&T | American Tower | self-support lattice | 160 | 188 |  | replace 3 antennas
| New Fairfield | Titicus Mountain Road | Verizon | American Tower | self-support lattice | 146 | 188 |  | replace 6 ant w/ 3 700 MHz & 3 2100 MHz; add 6 RRHs
| New Fairfield | Titicus Mountain Road | American Tower Corporation | American Tower Corporation | [6 empty] | generator installed on 6' x 8' concrete pad; ATS and circuit breaker on proposed H- Frame | diesel generator | 80-kilowatt | yes
Docket No. 315 | New Fairfield | Bogus Hill Road | Cingular | Optasite | monopole | 130 | 150 | 614 | six dual band antennas | 12x20
| New Fairfield | Bogus Hill Road | Verizon | Optasite | monopole | 120 | 150 | 614 | install 12 panel antennas | 12x30
| New Fairfield | Bogus Hill Road | T-Mobile | Optasite | monopole | 150 | 150 | 614 | install 9 panel antennas | pad | GPS antenna on ice bridge
Petition No. 895 | New Fairfield | Bogus Hill Road | CL&P | Optasite | monopole | 92, 93 | 150 | 614 | install 2 whip antennas @ 93' and 1 dipole antenna @ 92' | pad
| New Fairfield | Bogus Hill Road | AT&T | Optasite | monopole | 140 | 150 | 614 | add 3 antennas and 6 RRHs to 6 existing antennas and 6 TMAs
| New Fairfield | Bogus Hill Road | Verizon | SBA | monopole | 120 | 150 | 614 | replace 6 of 12 antennas with 3 PCS and 3 LTE antennas
| New Fairfield | Bogus Hill Road | T-Mobile | SBA | monopole | 150 | 150 | 614 | install 3 LTE antennas
| New Fairfield | Bogus Hill Road | AT&T | SBA | monopole | 141 | 150 | 614 | replace 3 ant w/ 3 700/1900 MHz; replace 3 RRHs, add 3 RRHs
| New Fairfield | Bogus Hill Road | Verizon | SBA | monopole | 120 | 150 | 614 | replace 6 antennas w/ 3 700/1900 MHz & 3 2100 MHz antennas; add 3 RRHs
| New Fairfield | Bogus Hill Road | AT&T | Optasite | monopole | 141 | 150 | 614 | replace 3 antennas w 3 x 850/1900/2100 MHz antennas, add 6 rru's
| New Fairfield | Ball Pond Road | AT&T | Town of New Fairfield | monopole | 165 | 175 |  | add 6 Allgon 7250.03 panel antennas | pad | up to 4 new equipment cabinets
| New Fairfield | Ball Pond Road | Cingular | Town of New Fairfield | monopole | 135 | 175 |  | add up to CSS DUO4-8670 panel antennas | 12x20
| New Fairfield | Ball Pond Road | Cingular | Town of New Fairfield | monopole | 135 | 175 |  | install 6 instead of previously approved antennas
| New Fairfield | Ball Pond Road | Nextel | Town of New Fairfield | monopole | 155 | 175 |  | add 12 DB844H90(E)-XY | 12x20
| New Fairfield | Ball Pond Road | T-Mobile | Town of New Fairfield | monopole | 145 | 175 |  | install 6 DR65-18-XXDPL2Q panel antennas | pad
| New Fairfield | Ball Pond Road | Verizon | Town of New Fairfield | monopole | 125 | 175 |  | 6 Antel WPA-80080/8CF and 6 LPA-185080/12CF 2 panel antennas | 12x30
| New Fairfield | Ball Pond Road | Sprint/Nextel | Town of New Fairfield | monopole | 155 | 175 |  | replace three existing antennas with three new antennas |  | replace three coax runs with 6 new coax runs
| New Fairfield | Ball Pond Road | Cingular | Town of New Fairfield | monopole | 135 | 175 |  | remove 6 existing antennas; install 6 new antennas, 6 TMAs, and 6 diplexers
| New Fairfield | Ball Pond Road | Cingular/AT&T | Town of New Fairfield | monopole | 165 | 175 |  | remove all AT&T antennas and equipment
| New Fairfield | Ball Pond Road | Clearwire | Town of New Fairfield | monopole | 155 | 175 |  | install 3 WiMAX antennas and 2 microwave dishes
| New Fairfield | Ball Pond Road | AT&T | Town of New Fairfield | monopole | 135 | 175 |  | add 3 antennas and 6 RRHs to 6 existing antennas and 6 TMAs
| New Fairfield | Ball Pond Road | Verizon | Town of New Fairfield | monopole | 125 | 175 |  | replace 12 existing antennas with 6 cellular, 3 PCS, and 3 LTE antennas
| New Fairfield | Ball Pond Road | Sprint | Town of New Fairfield | monopole | 155 | 175 |  | replace 3 CDMA antennas and 9 iDEN antennas with 3 dual-band and 3 new iDEN antennas |  | 4G/LTE upgrade
| New Fairfield | Ball Pond Road | T-Mobile | Town of New Fairfield | monopole | 145 | 175 |  | replace 6 GSM/UMTS antennas with 6 multi-band antennas
| New Fairfield | Ball Pond Road | Sprint | Town of New Fairfield | monopole | 153 | 175 |  | add 3 new LTE antennas to 6 existing antennas
| New Fairfield | Ball Pond Road | T-Mobile | Town of New Fairfield | monopole | 145 | 175 |  | install 3 LTE antennas & RRUs
| New Fairfield | Ball Pond Road | AT&T | Town of New Fairfield | monopole | 135 | 175 |  | replace 3 antennas with 3 new 700/1900 MHz antennas
| New Fairfield | Ball Pond Road | AT&T | Town of New Fairfield | monopole | 135 | 175 |  | replace 3 RRHs w/ new RRHs
| New Fairfield | Ball Pond Road | AT&T | Town of New Fairfield | monopole | 135 | 175 |  | replace 3 antennas w 3 x 700/850/2300 MHz antennas; add 6 rru's
| New Fairfield | Dick Finn Road | Crown Media | Crown Media |  |  | 60 | 854 |  |  | Transfer of Ownership from Housatonic Cable - site no longer in service
| New Hartford | Industrial Park Access Road | AT&T | Sprint Sites | monopole | 137 | 160 |  | add 6 Allgon 7250.03 panel antennas |  | 2 new equipment cabinets on 5x6 concrete pad; Sprint on @ 154', Verizon on @ 145'
| New Hartford | Industrial Park Access Road | Verizon | Sprint Sites | monopole | 147 | 160 |  | add 12 DB950G85E-M panel antennas | 12x30
| New Hartford | Industrial Park Access Road | ALLTEL | Sprint Sites | monopole |  | 160 |  |  |  | change out ground equipment to convert antennas from AT&T to Alltel
| New Hartford | Industrial Park Access Road | New Cingular | Sprint Sites | monopole | 126 | 160 |  | install 6 panel antennas | 12x20
| New Hartford | Industrial Park Access Road | Verizon | Sprint Sites | monopole | 147 | 160 |  | replace 6 DB950F85E-M antennas with 6 LPA80080/6CF antennas
| New Hartford | Industrial Park Access Road | Pocket (now MetroPCS) | Sprint Sites | monopole | 112 | 160 |  | flush mount 3 antennas
Petition No. 885 | New Hartford | Industrial Park Access Road | T-Mobile | Crown Castle | monopole | 168 | 168 |  | install 3 antennas and 3 TMAs on extension mast | pad | add 10' extension mast to tower
| New Hartford | Industrial Park Access Road | Verizon | Crown Castle | monopole | 147 | 168 |  | replace 6 of 12 existing antennas with 3 PCS and 3 LTE antennas
| New Hartford | Industrial Park Access Road | AT&T | Crown Castle | monopole | 119 | 168 |  | add 3 multi-band antennas to 6 GSM/UMTS antennas |  | 4G/LTE upgrade
| New Hartford | Industrial Park Access Road | Sprint | Crown Castle | monopole | 157 | 168 |  | install 3 x 2500 MHz antennas; add 3 rru's
| New Hartford | Industrial Park Access Road | AT&T | Crown Castle | monopole | 119 | 168 |  | replace 3 antennas w 3x 700/850/1900Mhz antennas; add 8 rru's
| New Hartford | Industrial Park Access Road | Sprint | Crown Castle | monopole | 157 | 160 |  | replace 6 CDMA antennas with 3 dual-band antennas |  | 4G/LTE upgrade
Petition No. 687 | New Hartford | Litchfield Turnpike | Verizon | Verizon | other | 112 | 125 | 977 | six antennas; 2 inside each of 3 poles of bell tower | 55x75 | antennas mounted with a bell tower; equipment housed in basement of church pavilion
| New Hartford | Litchfield Turnpike | Cingular | Verizon | other | 102 | 125 | 977 | install six dual band panel antennas |  | equipment housed in basement of church pavilion
| New Hartford | Litchfield Turnpike | Verizon | Verizon | other | 92, 112 | 125 | 977 | replace 3 PCS antennas @ 112' and add 3 LTE antennas to 6 existing antennas @ 92' |  | equipment housed in basement of church pavilion
| New Hartford | Litchfield Turnpike | Verizon | Verizon | other | 92, 112 | 125 | 977 | replace 3 existing PCS antennas with 3 new PCS antennas @ 92'; add three LTE antennas to 6 cellular antennas @ 112'
| New Hartford | Litchfield Turnpike | AT&T | Verizon | other | 102 | 125 | 977 | replace 3 of 6 GSM/UMTS antennas with 3 multi-band antennas |  | 4G/LTE upgrade
Docket No. 184 | New Hartford | Antolini Road | AT&T | AT&T | monopole | 90 | 115 | 742 | 9-4' panels | 12x20 | Alternate site
Docket No. 184 | New Hartford | Antolini Road | Nextel | AT&T | monopole | 101 | 115 | 742 | 3-14'x3" whips | 10x20
Docket No. 184 | New Hartford | Antolini Road | So. End Fire District | AT&T | monopole | 115 | 115 | 742 | 1-16' whip
Docket No. 184 | New Hartford | Antolini Road | Springwich | AT&T | monopole | 84 | 115 | 742 | 4-11'x3" whips | 12x26
| New Hartford | Antolini Road | AT&T Wireless | AT&T | monopole | 90 | 115 |  | increase to 12-12'wide panel antennas
| New Hartford | Antolini Road | SCLP | AT&T | monopole | 84 | 115 |  | increase to 12-12'wide panel antennas | 10'x20'
| New Hartford | Antolini Road | So. End Fire District | AT&T | monopole | 115 | 115 |  |  | 6'x12' | change building size
| New Hartford | Antolini Road | AT&T | AT&T | monopole | 90 | 115 |  | 3 GSM panels (for PCS) |  | replaces 3 TDMA panels
d0184A | New Hartford | Antolini Road | Sprint | AT&T | monopole | 145 | 145 | 746 | 9 panel antennas, equipment cabinets on 8.5' x 20' concrete pad |  | tower approved under Doc. 184 at 115' extended to 145', AT&T to relocate from 90' to 135', Nextel to relocate from 95' to 125', SNET to relocate from 84' to 111', South End Fire Distric to mount 16' whip antenna at top of tower
| New Hartford | Antolini Road | SNET/Cingular | AT&T | monopole | 113 | 115 |  | replace existing antennas with 9 DUO4-8670, 6 tower mount amplifiers,
| New Hartford | Antolini Road | AT&T | AT&T | monopole |  | 115 |  | add GPS antenna for E911
| New Hartford | Antolini Road | Verizon | AT&T | monopole | 103 | 145 |  | install 12 panel antennas | 12x30
| New Hartford | Antolini Road | Verizon | AT&T | monopole | 125 | 145 |  | install 12 DB950G65E-M panel antennas | 12x30 | previously approved for 103', but other carrier already installed at that level
| New Hartford | Antolini Road | ALLTEL | Litchfield Acquisition Corp | monopole |  | 145 |  |  |  | transfer of certificate
| New Hartford | Antolini Road |  | Verizon | monopole |  | 145 |  |  |  | transfer of certificate from Alltel to Verizon
| New Hartford | Antolini Road | Verizon | Verizon | monopole | 135 | 145 |  | remove 12 Verizon antennas @ 125'; remove 9 Alltel antennas @ 135'; install 6 Verizon PCS and 6 cellular antennas @ 135'
| New Hartford | Antolini Road | T-Mobile | Verizon | monopole | 125 | 145 |  | install 9 panel antennas and 6 TMAs
| New Hartford | Antolini Road | Pocket (now MetroPCS) | Verizon | monopole | 115 | 145 |  | flush mount 3 antennas
| New Hartford | Antolini Road | Cingular | Verizon | monopole | 84 | 145 |  | replace 9 existing antennas, 6 TMAs, 3 diplexers with 6 new antennas, 6 TMAs, 6 diplexers |  | UMTS upgrade
| New Hartford | Antolini Road | Verizon | Verizon | monopole | 135 | 145 |  | replace 12 existing antennas with 6 new cellular, 3 new PCS, and 3 new LTE antennas
| New Hartford | Antolini Road | AT&T | Verizon | monopole | 82 | 145 |  | add 3 multi-band antennas to 6 existing GSM/UMTS antennas
| New Hartford | Antolini Road | Sprint | Verizon | monopole | 147 | 145 |  | replace 6 CDMA antennas with 3 dual-band antennas |  | 4G/LTE upgrade
| New Hartford | Antolini Road | T-Mobile | Verizon | monopole | 125 | 145 |  | replace 3 existing GSM antennas with 3 new GSM/UMTS and add 3 new LTE antennas
| New Hartford | Antolini Road | T-Mobile | Verizon | monopole | 125 | 145 |  | add 3 new antennas to 3 existing antennas
| New Hartford | Antolini Road | Sprint | Verizon | monopole | 147 | 145 |  | add three new CDMA/LTE antennas to 3 existing ones
| New Hartford | Antolini Road | Sprint | American Tower Corporation | monopole | 147 | 145 |  | install 3 x 2500 MHz antennas; add 6 RRU's
| New Hartford | Antolini Road | American Tower Corporation | Verizon | [6 empty] | generator installed on 6' x 8' concrete pad; ATS and circuit breaker on proposed H- Frame | diesel generator | 50-kilowatt | yes
| New Hartford | Antolini Road | AT&T | Verizon | monopole | 82 | 145 |  | replace 6 antennas w 3x700/850/1900 MHz & 3 x 700/850/2100 MHz antennas; replace 3 rrus & install 6 rrus | upgrade ground level equipment
Docket No. 251 | New Hartford | Garrett Ridge Drive | Sprint | Sprint | monopole | 150 | 150 | 689 | 12 panel antennas | pad | cabinets on concrete pad
Docket No. 251 | New Hartford | Garrett Ridge Drive | AT&T | Sprint | monopole | 140 | 150 | 689 | 6 panel antennas | pad | cabinets on concrete pad
Petition No. 649 | New Hartford | Garrett Ridge Drive | Verizon | Sprint | monopole | 160 | 160 | 689 | 12 DB950F65E-M panel antennas | 12x30 | extend height of tower 10' to 160'
| New Hartford | Garrett Ridge Drive |  | Bay Communications | monopole |  | 160 | 689 |  |  | transfer of certificate
Docket No. 314 | New Hartford | Garrett Ridge Drive | Cingular | Bay Communications | monopole | 130 | 160 | 689 | 6 panel antennas | 12x20 | recertification of site originally approved under Docket 251 (see above)
Docket No. 314 | New Hartford | Garrett Ridge Drive | Sprint | Bay Communications | monopole | 150 | 160 | 689 | 12 panel antennas | pad | recertification of site originally approved under Docket 251 (see above)
Docket No. 314 | New Hartford | Garrett Ridge Drive | Verizon | Bay Communications | monopole | 160 | 160 | 689 | 12 panel antennas | 12x30 | recertification of site originally approved under Docket 251 (see above)
| New Hartford | Garrett Ridge Drive | Cingular | Bay Communications | monopole | 130 | 160 | 689 | install 6 panel antennas | 12x20 | install 12 tower mounted amplifiers
| New Hartford | Garrett Ridge Drive | Pocket (now MetroPCS) | Bay Communications | monopole | 110 | 150 | 689 | flush mount 3 antennas
Docket No. 380 | New Hartford | Garrett Ridge Drive | Verizon/Sprint/Cingular/Pocket (now MetroPCS) | Bay Communications | monopole |  | 160 | 689 | Cellco-12 antennas @ 160'; Sprint @ 150'; Cingular-6 antennas @ 130; Pocket-3 antennas @ 110' |  | recertification of site originally approved under Docket 251, then Docket 314 with new address given to same property
| New Hartford | Garrett Ridge Drive |  | SBA Communications | monopole |  | 160 | 689 |  |  | Transfer of Certificate
| New Hartford | Garrett Ridge Drive | T-Mobile | SBA Communications | monopole | 150 | 160 | 689 | install 9 antennas | pad
| New Hartford | Garrett Ridge Drive | AT&T | SBA Communications | monopole | 130 | 160 | 689 | add 3 multi-band antennas to 6 existing GSM/UMTS antennas |  | 4G/LTE upgrade
| New Hartford | Garrett Ridge Drive | T-Mobile | SBA Communications | monopole | 150 | 160 | 689 | replace 3 existing antennas with 6 new 4G antennas |  | 4G/LTE upgrade
| New Hartford | Garrett Ridge Drive | AT&T | SBA Communications | monopole | 130 | 160 | 689 | replace 6 antenna w 3x700/1900 MHz & 3 x 700/850/2100 MHz antennas; replace 3 rrus & install 6 new rrus | upgrade ground level equipment
Docket No. 301 | New Haven | Pond Lily Avenue | Verizon | Verizon | monopole | 76.00, 66.00 | 80 | 133 | 3 PCS antennas @ 76', 3 cellular antennas @ 66' | 12x30 | tower designed as a flagpole and antennas installed internally
| New Haven | Pond Lily Avenue | Nextel | Verizon | monopole | 56 | 80 | 133 | 3 panel antennas | 12x30
| New Haven | Pond Lily Avenue | Nextel | Verizon | monopole | 56 | 80 | 133 | replace 3 antennas @ 76' with 3 dual-band antennas and 3 antennas @ 66' with 3 LTE antennas
| New Haven | Pond Lily Avenue | Verizon | Verizon | monopole | 56 | 80 | 133 | remove 3 Nextel antennas and install 3 AWS antennas
Petition No. 437 | New Haven | Quinnipiac Avenue | UI | UI | wood pole | 79 | 79 |  | Cell Master Unit | cabinet | replace 30' wood utility pole with 79' wood utility pole
Petition No. 329 | New Haven | Forbes Street | BAM | Louis Canestri | rooftop | 72 | 75 |  | 12-CTY-10510
| New Haven | Forbes Street | BAM | Louis Canestri | rooftop | 72 | 75 |  | 12-35"x12"x5" panels | 12x25
| New Haven | Forbes Street | Verizon | Louis Canestri | rooftop | 72 | 75 |  | replace 6 existing cellular antennas with 6 newer celllular antennas
| New Haven | Forbes Street | Verizon | Louis Canestri | rooftop | 70 | 75 |  | replace 9 of 12 existing antennas with 3 cellular, 3 LTE, and 3 AWS antennas
| New Haven | Forbes Street | Verizon | C&D Investments | rooftop | 71 | 75 |  | replace 6 ant w/ 3 700 MHz, 3 2100 MHz; add 3 RRHs
Petition No. 69 | New Haven | West Rock Ridge State Park | DOT | CT State Police | self-support lattice |  | 120 | 450 | 1-6' dish |  | Add building, remove 2 reflect ant
| New Haven | West Rock Ridge State Park | CT State Police | CT State Police | self-support lattice |  | 120 | 450 | replace 3 antennas, install 12 antennas, remove 1xwhip antenna and 1 x MW dish antenna |  | users listed in the filing include: CT State Police, CT State DOT & US Secret Service
| New Haven | West Rock Ridge State Park | DOT/DPS | DOT | self-support lattice | 100 | 120 | 450 | install 4 x 18 GHz MW dish antenna;
| New Haven | West Rock Ridge State Park | Sprint | DPS | self-support lattice | 71 | 120 | 450 | 9 panel antennas
| New Haven | West Rock Ridge State Park | Omni | DPS | self-support lattice | 95 | 120 | 450 | 3-4' panels
| New Haven | West Rock Ridge State Park | SCLP | DPS | self-support lattice | 80 | 120 | 450 | 2-EMS FS65-11 antennas |  | Share existing Equip. Bldg.
| New Haven | West Rock Ridge State Park | VoiceStream | CT State Police | self-support lattice | 95 | 120 | 450 | 12 panel - FR90-16-04 DP | cabinets
| New Haven | West Rock Ridge State Park | Cingular | CT State Police | self-support lattice | 77 | 120 | 450 | replace existing for TDMA/GSM/E911 capability | cabinets
| New Haven | West Rock Ridge State Park | AT&T | CT State Police | self-support lattice | 80 | 120 | 450 | replace 2 existing GSM/UMTS antennas with 6 multi-band antennas |  | 4G/LTE upgrade
| New Haven | West Rock Ridge State Park | Sprint | CT State Police | self-support lattice | 72 | 120 | 450 | replace 3 existing CDMA antennas with 3 new LTE antennas |  | 4G/LTE upgrade
| New Haven | West Rock Ridge State Park | T-Mobile | CT State Police | self-support lattice | 95 | 120 | 450 | replace 3 GSM antennas with 3 new LTE and 3 new GSM antennas
| New Haven | West Rock Ridge State Park | Sprint | CT State Police | self-support lattice | 72 | 120 | 450 | add 3 new CDMA/LTE antennas to 3 existing ones
| New Haven | West Rock Ridge State Park | T-Mobile | CT State Police | self-support lattice | 95 | 120 | 450 | add 3 new LTE antennas to six existing antennas
| New Haven | West Rock Ridge State Park | T-Mobile | CT State Police | self-support lattice | 95 | 120 | 450 | replace 3 antennas w/ 3 1900 MHz antennas
| New Haven | West Rock Ridge State Park | AT&T | CT State Police | self-support lattice | 75 | 120 | 450 | replace 3 ant w/ 3 2300 MHz; add 9 RRHs
| New Haven | West Rock Ridge State Park | AT&T | CT State Police | self-support lattice | 80 | 120 | 450 | install 3x 600/700 MHz antennas; add 6 rru's
| New Haven | West Rock Ridge State Park | Sprint | CT State Police | self-support lattice | 71 | 120 | 450 | replace 3 antennas w 3 x 850/1900MHz & install 3x2500MHz antennas; add 3 RRU's
| New Haven | West Rock Ridge State Park | T-Mobile | CT State Police | self-support lattice | 95 | 120 | 450 | replace 6 antennas w 3x600/700/1900/2100MHz & 3 x2100MHz antennas; add 6 x rru's
Petition no. 437 | New Haven | Boulevard Overpass | UI | UI | wood utility pole | 79 | 79 |  | Cell Master Unit | cabinet | replace 30' wood utility pole with 79' wood utility pole
| New Haven | Orange Street | SCLP | SNET | self-support lattice | 106 | 100 | 20 | add 6 antennas to platform |  | 100 ft rooftop lattice tower, 306 feet agl to top of tower
| New Haven | Orange Street | SCLP | SNET | self-support lattice | 87 | 100 | 20 | added paging service antenna |  | 100 ft rooftop lattice tower, 306 feet agl to top of tower
| New Haven | Orange Street | SNET/SCLP | SNET/SCLP | self-support lattice | 82 | 100 | 20 | change 13' omni to Directional panel antennas , Approx. 4'ional |  | 100 ft rooftop lattice tower, 306 feet agl to top of tower
| New Haven | Orange Street | SNET/Personal Vis. | SNET/SCLP | self-support lattice | 90 | 100 | 20 | 1-5' receive only whip antenna |  | 100 ft rooftop lattice tower, 306 feet agl to top of tower
| New Haven | Orange Street | Sirius | SNET | self-support lattice | 143 | 242.7 |  | VSAT dish | on 12th fl. of bldg
| New Haven | Orange Street | Marcus Communications | SNET/SCLP | self-support lattice | 289 | 100 | 20 | 1 receive only whip antenna @ top of tower, 2 transmit whip antennas @ top of tower, 4' dish @ 40' above roof level
| New Haven | Orange Street | SNET/Cingular | SNET/SCLP | self-support lattice | 105 | 100 | 20 | replace existing antennas with 4 CSS DUO 14178686 @ 316' & 6 of same @ 301'
| New Haven | Orange Street | Cingular | SNET/SCLP | self-support lattice | 108/123 | 100 | 20 | replace existing antennas with 4 new antennas at 108' and 2 antennas at 123' |  | antenna heights measured from rooftop
| New Haven | Orange Street | AT&T | SNET/SCLP | self-support lattice | 200/270 | 100 | 20 | install 2 new antennas @ 200' agl and 1 new antenna @ 270' agl
| New Haven | Orange Street | Sirius | Frontier Communications | self-support lattice | 239 | 100 | 20 | replace 2 antennas with 2 2300 MHz antennas |  | install receive-only dish antennas @152.25'
| New Haven | Orange Street | AT&T | SNET/SCLP | self-support lattice | 180 / 206 | 166 | 20 | install 3 x 850/2100 MHz; replace 3 x rru's, install nine rru's
Docket No. 298 | New Haven | Forbes Avenue | Sprint | Sprint | monopole | 67.5 | 66.5 | 38 | 12 panel antennas | pad | replaces antennas on sign at 401-411 Forbes Ave
| New Haven | Forbes Avenue | T-Mobile | Sprint | monopole | 58 | 66.5 | 38 | install 6 panel antennas | pad
| New Haven | Forbes Avenue |  | TowerCo, LLC | monopole |  | 66.5 | 38 |  |  | Transfer of Certificate from Sprint
Petition No. 908 | New Haven | Forbes Avenue | Pocket (now MetroPCS) | TowerCo, LLC | monopole | 76 | 76.5 | 38 | install 3 flush mounted antennas |  | tower extended 10 feet for Pocket antennas
Petition No. 955 | New Haven | Forbes Avenue | Clearwire | TowerCo, LLC | monopole | 85 | 86.5 | 38 | install 3 WiMAX antennas and 4 microwave dishes |  | tower extended 10 feet for Clearwire antennas
| New Haven | Forbes Avenue | T-Mobile | TowerCo, LLC | monopole | 58 | 86.5 | 38 | replace 3 UMTS and 3 GSM antennas with 3 new GSM/UMTS/LTE quad pole antennas
| New Haven | Forbes Avenue | Sprint | TowerCo, LLC | monopole | 70 | 86.5 | 38 | replace 6 CDMA antennas with 3 dual-band antennas |  | 4G/LTE upgrade
| New Haven | Forbes Avenue | T-Mobile | SBA | monopole | 58 | 86.5 | 38 | replace 6 GSM/UMTS antennas with 6 multi-band antennas |  | 4G/LTE upgrade
| New Haven | Forbes Avenue | MetroPCS | SBA | monopole |  | 86.5 | 38 |  |  | replace existing radio cabinet with new radio cabinet for LTE upgrade
| New Haven | Forbes Avenue | Sprint | SBA | monopole | 62.5 | 86.5 | 38 | install 3 LTE antennas
| New Haven | Forbes Avenue | T-Mobile | SBA | monopole | 58 | 86.5 | 38 | install 3 LTE antennas
Docket No. 163 | New Haven | James Street | DOT | DOT | self-support lattice | 168 | 140 | 15 | 1-4' dish, 3-15' whips, | 20x40x30 | New 140' tower atop 30' building
Docket No. 140 | New Haven | Meadow Street | BAM | 54 Meadow St Assoc | rooftop | 157 | 170 | 10 | 2-6.5' whips, 6-1'x3' panels | 480 sqft | Modular equipment room on 11 floor
| New Haven | Meadow Street | BAM | 54 Meadow St. Assoc. | rooftop | 146 | 170 | 10 | 15-AIP 9212 |  | Replace Antennas
Petition No. 414 | New Haven | Chapel Street | Comcast Cable | Comcast Cable | rooftop | 20 |  |  | 1-3 meter sat dish |  | Attach dish to south facing wall of bldg
| New Haven | Wheeler Street | SCLP | Laydon Construction C | monopole | 90 | 90 |  | 12-52" Panels, Algon 7120. | 12x26 | Replace gl tower on roof with new 90 ft m
| New Haven | Wheeler Street | Nextel | Laydon Construction C | monopole | 80 | 90 |  | 12 panel | 12x20
| New Haven | Wheeler Street | AT&T | Laydon Construction C | monopole | 70 | 90 |  | add 9 panel antennas |  | up to 8 equipment cabinets on 8x7 concrete pad
| New Haven | Wheeler Street | SNET/Cingular | Laydon Construction C | monopole | 90 | 90 |  | replace existing antennas with 9 CSS DUO4-8670, 6 tower mount amplifiers
| New Haven | Wheeler Street | AT&T | Laydon Construction C | monopole |  | 90 |  | add GPS antenna for E911
Petitin No. 753 | New Haven | Wheeler Street | T-Mobile | Laydon Construction C | monopole | 98 | 98 |  | 6 panel antennas | pad | add 10-foot extension to existing monopole
| New Haven | Wheeler Street | T-Mobile | Laydon Construction C | monopole | 98 | 98 |  | install 3 additional antennas |  | UMTS upgrade; add UMTS cabinet
| New Haven | Wheeler Street | Clearwire | Laydon Construction C | monopole | 80 | 98 |  | install 3 WiMAX antennas and 2 microwave dishes
| New Haven | Wheeler Street | AT&T | Laydon Construction C | monopole | 91.5 | 98 |  | replace 3 existing UMTS antennas with 3 new UMTS antennas; install 3 new LTE antennas; retain 3 existing GSM antennas
| New Haven | Wheeler Street | T-Mobile | Laydon Construction C | monopole | 98 | 98 |  | replace 3 of 6 existing antennas with 3 new LTE antennas
| New Haven | Wheeler Street | AT&T | Landmark Dividend | monopole | 94 | 98 |  | install 3 RRHs previously approved but never installed
| New Haven | Wheeler Street | T-Mobile | Laydon Construction C | monopole | 98 | 98 |  | replace 6 ant w/ 3 1900/2100 MHz, 3 700/1900/2100 MHz
| New Haven | Wheeler Street | AT&T | Landmark Dividend | monopole | 91 | 98 |  | replace 3 ant w/ new; replace 3 RRHs w/ new
| New Haven | Wheeler Street | Sprint | Landmark Dividend | monopole | 80 | 100 |  | remove 14 x panel antennas; install 3x850/1900MHz &3x2500MHz antennas;add 9 RRU's
| New Haven | Wheeler Street | AT&T | Landmark Dividend | monopole | 91 | 98 |  | install 3 x 850/1900 MHz ; add 6 rru's
| New Haven | East Rock Park | Clearwire | City of New Haven | self-support lattice | 90 | 102 |  | install two microwave dishes
Docket No. 17 | New Haven | Hallock Avenue | Amtrak | Amtrak | monopole |  | 100 | 10 | 1-transmit, 1-receive | 8x10
| New London | Lower Boulevard | T-Mobile | City of New London | self-support lattice | 59 | 60 |  | install 3 antennas |  | rooftop mounted tower; equipment cabinets on roof of adjacent building
| New London | Lower Boulevard | T-Mobile | City of New London | self-support lattice | 59 | 60 |  | replace 3 existing antennas with 3 new ones |  | add UMTS equipment
| New London | Lower Boulevard | T-Mobile | City of New London | self-support lattice | 59 | 60 |  | replace 6 existing antennas with 6 new antennas
| New London | Lower Boulevard | T-Mobile | City of New London | self-support lattice | 59 | 60 |  | install new sector frames. 3 new LTE antennas and 3 relocated antennas.
| New London | Washington Street | SNET | SNET | self-support lattice | 217 | 204 | 30 | add 2-10' parabolic antennas |  | rooftop tower
| New London | Washington Street | SNET | SNET | self-support lattice |  | 204 | 30 | add 6' antenna |  | replace damaged antenna
| New London | Washington Street | SNET/SCLP | SNET/SCLP | self-support lattice | 198 | 204 | 30 | add 12-4' panels |  | rooftop tower
| New London | Washington Street | Sprint | SNET | self-support lattice | 170 | 204 | 30 | 9-Decibel DB-980H90, 1 GPS |  | 50' ssl on 76' steel frame on 78' building, as above
| New London | Washington Street | Cingular | SNET | self-support lattice | 192 | 204 | 30 | replace existing with 9 CSS DUO1417-8690 panel antennas
| New London | Washington Street | Cingular | SNET | self-support lattice | 191 | 204 | 30 | replace existing antennas with 6 new antennas
| New London | Washington Street | Cingular | SNET | self-support lattice | 197 | 204 | 30 | add 3 antennas and 6 RRHs to 6 existing antennas and 6 TMAs
| New London | Washington Street | Sprint | SNET | self-support lattice | 200.5 | 204 | 30 | replace 5 of 6 CDMA antennas with 3 dual-band antennas |  | 4G/LTE upgrade
| New London | Washington Street | Sprint | SNET | self-support lattice | 200.5 | 234.3 | 30 | install 3 2500 MHz antennas
| New London | Washington Street | AT&T | SNET | self-support lattice | 196 | 226 | 30 | replace 9 ant w/ 3 700/2100 MHz, 3 1900 MHz, 3 2100 MHz; add 9 RRHs
| New London | Washington Street | Sprint | Frontier Communications | self-support lattice | 173 | 204 | 30 | replace 3 antennas w 3x800/900MHz antennas & install 3x2500MHz antennas;add 3 RRU's
| New London | Washington Street | AT&T | SNET | self-support lattice | 105 | 100 |  | replace 3 antennas w 3 x 700/850/2100 MHz & install 3 x 700/1900 MHz; replace 9 rrus | add 3 rrus & upgrade equipment
Petition No. 1254 | New London | Huntington Street | Verizon | Verizon | rooftop | 58.5 | 59.7 | 47.4 | AWS antenna and remote radio head |  | small cell on existing sign structrure on roof of Kingdom Alliance Corp. building
Petition No. 1311 | New London | Debiasi Drive | Verizon | Mitchell College | bmonopole | 48 | 51.5 |  | intall 4 antennas 1900 and 2100 MHz; install 4 RRHs | 9x10 | 2 tower masts within 2 faux chimney structures on building roof of Yarnall Athletic Center and Bookstore
| New London | Westwood Avenue | BAM | Eastern CT Cable | self-support lattice | 70 | 75 | 100 | 2- 9' DB-809 antennas
| New London | Westwood Avenue | Eastern CT Cable | Eastern CT Cable | self-support lattice | n/a | 75 | 100 | FM antenna (Z Rock 98.7FM WXZR) proposed, never installed |  | Lease to WXZR terminated 12/5/94
| New London | Westwood Avenue | BAM | Eastern CT Cable | self-support lattice | 75 | 75 | 100 | 2- 9' DB-809 antennas |  | Replace Antennas
| New London | Westwood Avenue | Cellco (Verizon) | Eastern CT Cable | self-support lattice | n/a | 75 | 100 | n/a | 12x30 | Replace existing shelter and generator | generator
| New London | Westwood Avenue | Verizon | Eastern CT Cable | self-support lattice | 67 | 75 | 100 | replace 3 existing cellular antennas with 3 new PCS antennas |  | replace remaining 6 cellular antennas with newer ones
| New London | Westwood Avenue | Verizon | Metrocast Communications | self-support lattice | 67, 72, 77 | 75 | 100 | replace 9 existing antennas with 3 cellular antennas @ 72', 3 PCS antennas @ 77', and 3 LTE antennas @ 67'
| New London | Westwood Avenue | Verizon | Metrocast Communications | self-support lattice | 67, 72, 77 | 75 | 100 | add 3 AWS antennas to existing antenna array; one at each height
| New London | Westwood Avenue | Verizon | Metrocast Communications | self-support lattice | 67, 72, 77 | 80 | 100 | replace 9 antennas w/ 3 700 MHz, 3, 1900 MHz, 3 2100 MHz
| New London | Westwood Avenue | Verizon | Atlantic Broadband | self-support lattice | 67, 72, 77 | 80 | 100 | replace 9 ant w/ 3 700 MHz @ 67', 3 1900 MHz @72', 3 2100 MHz @ 77'; add 3 RRHS at three levels
Petition No. 759 | New London | Hawthorne Drive North | T-Mobile | CL&P/NU | utility pole | 90.00,82.00 | 90 |  | three flush-mounted antennas at 90' and 82' centerline | pad | replace existing 75' wood laminate transmission pole with 90' wood pole
Docket No. 439 | New London | Jefferson Avenue | AT&T | Message Center Management | ballfield light pole | 112 | 115 | 126 | install up to 12 antennas: cellular, PCS, and LTE (700 MHz) frequencies | 12x20 |  | diesel generator | 48-hour capacity
| New London | Jefferson Avenue | AT&T | Message Center Management | ballfield light pole | 111 | 115 | 126 | install 3 RRHs on platform
| New London | Jefferson Avenue |  | MCM Acquisition 2017 LLC | ballfield light pole |  | 115 | 126 |  |  | transfer certificate
| New London | Jefferson Avenue | AT&T | MCM Acquisition 2017 LLC | ballfield light pole | 111 | 115 | 126 | replace 3 antennas w 3x700/850 MHz antenna & install 1 x 700/1900/2100 MHz antenna; add 9 rru's
Petition 1390 | New London | Bank Street | Verizon | Verizon | rooftop mounted monopole | 69.5 | 72.5 |  | install 6x700/850/1900/2100 MHz & 3 x 850 MHz antennas; add 6 rru's @ 62-ft | install radio and CRAN in 244 sq-ft equipment room | FAA determination required; | natural gas generator | 100-kilowatt | no
Petition No. 1307 | New London | Neptune Avenue | Verizon | City of New London | rooftop | 40 | 43 |  | install small cell canister | mounted on building | mast concealed within faux chimney
Petition No. 111 | New Milford | Ridge Road | New Milford Cablevision | New Milford Cablevision | self-support lattice |  | 130 | 906 |  | 27x60 | Place some recieve only ant on tower
| New Milford | Ridge Road | Crown Media | Crown Media |  |  | 150 | 910 |  |  | Transfer of Ownership from Housatonic Cable
| New Milford | Ridge Road | Charter Comm. | Charter Comm. | self-support lattice |  |  |  | 2-4.5 m earth stations |  | replaces 2 exisitng 3 m earth stations
| New Milford | Ridge Road | T-Mobile | Charter Comm. | self-support lattice | 127 | 130 |  | install 3 panel antennas
| New Milford | Ridge Road | T-Mobile | Charter Comm. | self-support lattice | 124 | 130 |  | add 3 new LTE antennas to 3 existing GSM/LTE antennas
Petiton No. 485 | New Milford | Parklane Road | VoiceStream | CL&P | guyed-lattice | 83'; 76'4" | 68 |  | 4-EMS dual-pol | cabinet
| New Milford | Parklane Road | T-Mobile | CL&P | utility pole | 83;76 | 68 |  | E911 upgrade
Petition No. 517 | New Milford | Hilltop View Lane (CL&P # ) | Sprint | CL&P | utility pole | 155 | 150 | 352 | 3 panel antennae | cabinets | add pipe mast extension to mount antennas
Petition No. 685 | New Milford | Hilltop View Lane (CL&P # ) | Nextel | CL&P | utility pole | 171 | 150 | 352 | mount 6 panel antennas | 12x20 | add 23' extension to existing power line structure
| New Milford | Hilltop View Lane (CL&P # ) | Sprint | CL&P | utility pole | 155 | 150 | 352 | replace 3 existing CDMA antennas with 3 dual-band antennas |  | 4G/LTE upgrade
| New Milford | Hilltop View Lane (CL&P # ) | Sprint | CL&P | utility pole | 155 | 150 | 352 | replace 3 antennas w 3 cx 800/1900/2500 MHz antennas; | add 3 RRU's
Docket No. 285 | New Milford | Boardman Road | Sprint | Sprint | monopole | 150 | 150 | 576 | 12 panel antennas | pad | tower designed as a faux tree (monopine)
| New Milford | Boardman Road | New Cingular | Sprint | monopole | 120 | 150 | 576 | install 6 panel antennas | 12x20
| New Milford | Boardman Road | Verizon | Sprint | monopole | 130 | 150 | 576 | install 12 panel antennas | 12x30
| New Milford | Boardman Road | T-Mobile | Sprint | monopole | 140 | 150 | 576 | install six panel antennas |  | E911 GPS and GSM antennas attached to cable bridge
| New Milford | Boardman Road | Verizon | Sprint | monopole | 130 | 150 | 576 | replace 6 existing antennas with 6 LPA-80080/4CF antennas
| New Milford | Boardman Road | Verizon | Quarry Stone & Gravel | monopole | 130 | 150 | 576 | replace 6 of 12 existing antennas with 3 PCS and 3 LTE antennas
| New Milford | Boardman Road | Sprint | Quarry Stone & Gravel | monopole | 154 | 150 | 576 | replace 12 CDMA antennas with 3 dual-band antennas |  | 4G/LTE upgrade
| New Milford | Boardman Road | AT&T | Quarry Stone & Gravel | monopole | 120 | 150 | 576 | add 3 multi-band antennas to 6 existing GSM/UMTS antennas |  | 4G/LTE upgrade
| New Milford | Boardman Road | AT&T | Quarry Stone & Gravel | monopole | 120 | 150 | 576 | add 3 previously approved RRHs
| New Milford | Boardman Road | Verizon | Quarry Stone & Gravel | monopole | 130 | 150 | 576 | replace 9 of 12 existing antennas with 3 new 850 MHz, 3 new 1900 MHz, and 3 new 2100 MHz antennas
| New Milford | Boardman Road | AT&T | Quarry Stone & Gravel | monopole | 120 | 150 | 576 | relocate 6 UMTS/GSM ant, install 3 LTE ant, add 3 RRHs & 3 A2 modules
| New Milford | Boardman Road | T-Mobile | Quarry Stone & Gravel | monopole | 140 | 150 | 576 | install 3 new panel antennas
| New Milford | Boardman Road | AT&T | Quarry Stone & Gravel | monopole | 120 | 150 | 576 | replace 3 antennas w/ 3 new; replace 3 RRHs with new
| New Milford | Boardman Road | Sprint | Quarry Stone & Gravel | monopole | 150 | 150 | 576 | install 3 2500 MHz antennas and 6 RRHs on platform
| New Milford | Boardman Road | AT&T | Quarry Stone & Gravel | monopole | 120 | 150 | 576 | replace 3 antennas w 3x700/850/2100 MHz antennas; add 9 rru's
| New Milford | Boardman Road | T-Mobile | Quarry Stone & Gravel | monopole | 140 | 150 | 576 | replace 3 antennas w 3 xx 600/700 MHz antennas; add 3 rru's
Docket No. 233 | New Milford | Chestnut Land Road | Sprint | Sprint Spectrum | monopole | 160 | 160 |  | 12 panel antennas | pad
Docket No. 233 | New Milford | Chestnut Land Road | AT&T | Sprint Spectrum | monopole | 150 | 160 |  | 6 panel antennas, GPS antenna @ 75' | pad
| New Milford | Chestnut Land Road | Alltel | Sprint Spectrum | monopole |  | 160 |  |  | pad | change out ground equipment to convert from AT&T to Alltel
| New Milford | Chestnut Land Road | New Cingular | Sprint Spectrum | monopole | 130 | 160 |  | install 3 flush mounted antennas | 12x20
| New Milford | Chestnut Land Road | Verizon | Sprint Spectrum | monopole | 140 | 160 |  | install 12 panel antennas | 12x30
| New Milford | Chestnut Land Road | Verizon | Sprint Spectrum | monopole | 150 | 160 |  | remove 12 Verizon antennas @ 140'; remove 3 Alltel antennas @ 150'; install 6 Verizon PCS and 6 cellular antennas @ 150'
| New Milford | Chestnut Land Road | Verizon | Crown Castle | monopole | 147 | 160 |  | replace 6 of 12 existing antennas with 3 PCS and 3 LTE antennas
| New Milford | Chestnut Land Road | Sprint | Crown Castle | monopole | 160 | 160 |  | replace 6 existing CDMA antennas with 3 dual-band antennas |  | 4G/LTE upgrade
| New Milford | Chestnut Land Road | AT&T | Crown Castle | monopole | 129 | 160 |  | replace 3 existing GSM/UMTS antennas with 3 new GSM/UMTS antennas and 3 new LTE antennas
| New Milford | Chestnut Land Road | Sprint | Crown Castle | monopole | 160 | 160 |  | install 3 2500 MHz antennas; add 3 RRHs
| New Milford | Chestnut Land Road | AT&T | Crown Castle | monopole | 129 | 160 |  | replace 3 antennas w 3x700/1900/2100/2300 MHz & install 3x 700/1900/2100/2300 MHz antennas, replace 3 rru's 7 add 6 rru's
Docket No. 138 | New Milford | Elkington Farm Road | SNET Cellular | SNET Cellular | monopole | 150 | 150 | 471 | (4-6)- 12' whips | 12x26
| New Milford | Elkington Farm Road | SNET/SCLP | SNET/SCLP |  | 162 |  | 480 |  |  | added paging service antenna
| New Milford | Elkington Farm Road | AT&T Wireless | SCLP | monopole | 120 | 150 |  | 3-flush mounted panel antennas | 12'x26'
| New Milford | Elkington Farm Road | Nextel | SCLP | monopole | 110 | 150 |  | 12 panel | 12x25 | Reinforce tower - Verizon withdrew from application
| New Milford | Elkington Farm Road | AT&T | SCLP | monopole | 120 | 150 |  | 3 GSM panels (for PCS) |  | replacement of 3 existing panels
| New Milford | Elkington Farm Road | SNET/Cingular | SCLP | monopole | 152 | 150 |  | replace existing antennas with 9 DUO4-8670, 9 tower mount amplifiers, 1 LMU @ 37.5'
| New Milford | Elkington Farm Road | SNET/Cingular | SCLP | monopole | 152 | 150 |  |  |  | revise structural analysis previously submitted for 8/15/02 approval
| New Milford | Elkington Farm Road | Verizon | American Tower | monopole | 133 | 150 |  | 12 DB950G85E-M panel antennas | 12X30
| New Milford | Elkington Farm Road | Verizon | American Tower | monopole | 133 | 150 |  | replace 6 PCS antennas with 6 cellular antennas
| New Milford | Elkington Farm Road | Cingular | American Tower | monopole | 150 | 150 |  | replace 9 existing antennas with 6 new antennas, 6 TMAs, 6 diplexers |  | UMTS upgrade
| New Milford | Elkington Farm Road | Verizon | American Tower | monopole | 130 | 150 |  | replace 6 of 12 existing antennas with 3 PCS and 3 LTE antennas
| New Milford | Elkington Farm Road | Sprint | American Tower | monopole | 140 | 150 |  | replace 6 existing CDMA antennas with 3 quad pole antennas for LTE
| New Milford | Elkington Farm Road | AT&T | American Tower | monopole | 154 | 150 |  | add 3 multi-band antennas to 6 GSM/UMTS antennas |  | 4G/LTE upgrade
| New Milford | Elkington Farm Road |  | American Tower | monopole |  | 150 |  |  |  | American Tower to install diesel generator for back up power capability | diesel generator |  | shared
| New Milford | Elkington Farm Road | Sprint | American Tower | monopole | 140 | 150 |  | add 3 new CDMA/LTE antennas to 3 existing ones
| New Milford | Elkington Farm Road | AT&T | American Tower | monopole | 154 | 150 |  | install 3 previously approved RRHs
| New Milford | Elkington Farm Road | Cingular | American Tower | monopole | 154 | 150 |  | replace 3 exisiting RRUs with 3 new RRUs
| New Milford | Elkington Farm Road | Verizon | American Tower | monopole | 132 | 150 | 480 | replace 6 antennas w 3 x 850/1900 MHz(117ft) and 3 x 700/2100 MHz(120ft) ; add 9 RRU's
| New Milford | Elkington Farm Road | AT&T | American Tower | monopole | 154 | 150 |  | replace 3 antennas w 3x 700/850 MHz antennas ; add 3 rru's | add 5 rru's
Docket No. 342 | New Milford | Litchfield Road | T-Mobile | Optasite | monopole | 137 | 140 | 640 | six panel antennas | pad
| New Milford | Litchfield Road | T-Mobile | SBA | monopole | 137 | 140 | 640 | install 3 LTE antennas
Petition No. 723 | New Milford | Old Town Park Road | New Cingular | CL&P | utility pole | 175 | 155 | 298 | 6 panel antennas on T mounts | 12x20 | 15' pipe mast extension on existing transmission line pole
| New Milford | Old Town Park Road | AT&T | CL&P | utility pole | 175 | 155 | 298 | replace 6 GSM/UMTS antennas with 6 multi-band antennas
| New Milford | Old Town Park Road | AT&T | Eversource | utility pole | 170 | 155 | 298 | replace 6 ant w/ 3 850/2100 ant and 3 700/1900/2300 MHz ant; add 6 RRHs
| New Milford | Old Town Park Road | AT&T | Eversource | utility pole | 170 | 155 | 298 | replace 3 antennas with 3x850/2100/2300 MHz antennas; add 6 rru's
| New Milford | Danbury Road | AT&T | VoiceStream | monopole | 77 | 99 |  | 3 panel (Allgon 7250) | cabinets | Town issued building permit for tower 8/7/00 - flagpole design with antennas mounted internally/T-Mobile has antennas at 95' and 86'
| New Milford | Danbury Road | Verizon | VoiceStream | monopole | 77 | 99 |  | replace 2 antennas and install wider concealment sheath | cabinets | Verizon took over AT&T's place on tower through AT&T→Alltel divestment to Verizon acquisition of Alltel assets
| New Milford | Danbury Road | Verizon | VoiceStream | monopole | 77 | 99 |  | replace 2 antennas with 2 multi-band antennas |  | LTE upgrade
| New Milford | Danbury Road | T-Mobile | Crown Castle | monopole | 94 & 87 | 99 |  | replace 2 ant. w/ 1900 MHz at 94', add 2 2100 MHz ant. At 87'
| New Milford | Chapin Road | CL&P/NU | CL&P/NU | guyed-lattice |  | 245 |  |  |  | replacement of old bldg w/ new 12x20x11 bldg
| New Milford | Chapin Road | DPS | CL&P/NU | guyed-lattice | 110-245 | 245 |  | 2-dish, 6-whips | 18'x32' | generator and shelter enclosed by fence
Petition No. 977 | New Milford | Chapin Road | CL&P | CL&P | self-support lattice | var. | 247 | 976 | replace old gl tower with new ssl tower - same ht., same antenna array |  | em-cl&p-096-110903
Petition No. 675 | New Milford | Hilltop View Lane | Verizon | CL&P | utility pole | 140 | 130 | 370 | 12 panel antennas | 12x30 | pipe mast extension on top of structure
| New Milford | Hilltop View Lane | Verizon | CL&P | utility pole | 140 | 130 | 370 | replace 12 existing antennas with 3 cellular, 3 PCS, and 3 LTE antennas
Docket No. 444 | New Milford | Lot , Kent Road | AT&T | AT&T | monopole | 146 | 150 | 366.5 | install 12 panel antennas | 12x20 | NOT BUILT | 50 kW diesel generator | 38 hours
| Newington | Costello Road | Verizon | Costello Industries | monopole |  | 145 | 136 | Nextel, Sprint, and AT&T also on tower, heights unknown |  | install natural gas generator near base of tower
| Newington | Costello Road | Cingular | Costello Industries | monopole | 105 | 145 | 136 | add up to 12 CSS CUO-1417-8686 panel antennas | 12x20 | assoc. equipment: 6 TTAs, 3 CSS combiners
| Newington | Costello Road | Verizon | Costello Industries | monopole |  | 145 | 136 | replace 6 cellular antennas with 6 PCS antennas
| Newington | Costello Road | T-Mobile | Costello Industries | monopole | 95 | 145 | 136 | install 9 antennas | pad
| Newington | Costello Road | Cingular | Costello Industries | monopole | 105 | 145 | 136 | replace existing antennas with 6 new antennas
| Newington | Costello Road | Cingular/AT&T | Costello Industries | monopole | 105 | 145 | 136 | remove all AT&T antennas and equipment
| Newington | Costello Road | Pocket (now MetroPCS) | Costello Industries | monopole | 87 | 145 | 136 | flush mount 3 antennas
| Newington | Costello Road | T-Mobile | Costello Industries | monopole | 95 | 145 | 136 | add 3 new antennas and 6 TMAs to existing 6 antennas
| Newington | Costello Road | Verizon | Costello Industries | monopole | 114 | 145 | 136 | replace 6 PCS antennas with 3 new PCS and 3 700 MHz antennass
| Newington | Costello Road | Clearwire | Costello Industries | monopole | 133 | 145 | 136 | install 3 WiMAX antennas and 3 microwave dishes
| Newington | Costello Road | AT&T | Crown Castle | monopole | 105 | 145 | 136 | add 3 LTE antennas and 6 RRHs to 6 existing antennas
| Newington | Costello Road | T-Mobile | Crown Castle | monopole | 95 | 145 | 136 | replace 6 existing antennas with 3 GSM/UMTS quad pole antennas and 3 LTE quad pole antennas
| Newington | Costello Road | MetroPCS | Crown Castle | monopole |  | 145 | 136 |  |  | replace radio cabinet for LTE upgrade
| Newington | Costello Road | Sprint | Crown Castle | monopole | 125 | 145 | 136 | replace 6 CDMA antennas with 3 dual-band antennas |  | 4G/LTE upgrade
| Newington | Costello Road | Verizon | Crown Castle | monopole | 115 | 145 | 136 | replace 6 of 12 existing antennas with 3 cellular and 3 AWS antennas
| Newington | Costello Road | AT&T | Crown Castle | monopole | n/a | 145 | 136 | n/a |  | install 50 kW diesel generator for backup power | diesel generator
| Newington | Costello Road | Verizon | Crown Castle | monopole | 114 | 145 | 136 | replace 1 of 12 existing antennas with 1 new LTE antenna
| Newington | Costello Road | Sprint | Crown Castle | monopole | 124 | 145 | 136 | add 3 new dual-band antennas to 3 existing dual-band antennas
| Newington | Costello Road | AT&T | Crown Castle | monopole | 105 | 145 | 136 | install 3 RRHs previously approved but never installed
| Newington | Costello Road | T-Mobile | Crown Castle | monopole | 95 | 145 | 136 | install 3 700 MHz antennas
| Newington | Costello Road | AT&T | Crown Castle | monopole | 105 | 145 | 136 | replace 3 antennas with 3 850/2300 MHz antennas
| Newington | Costello Road | T-Mobile | Crown Castle | monopole | 95 | 145 | 136 | replace 3 ant w/ 3 1900 MHz ant
| Newington | Costello Road | AT&T | Crown Castle | monopole | 105 | 145 | 136 | replace 3 ant w/ 3 700/1900 ant; replace 3 RRHs
| Newington | Costello Road | Verizon | Crown Castle | monopole | 114 | 145 | 136 | replace 9 ant w/ 3 700, 3 1900, 3 2100 MHz ant; replace 3 RRHs, add 6 RRHs
| Newington | Costello Road | T-Mobile | Crown Castle | monopole | 95 | 145 | 136 | replace 3 antennas w 3 x 600/700 MHz antennas; replace 3 rru's |  | replace platform mount
| Newington | Costello Road | AT&T | Crown Castle | monopole | 105 | 145 | 136 | replace 3 antennas w 3x 700Mhz antennas ; add 3 rru's
| Newington | Costello Road | Verizon | Crown Castle | monopole | 114 | 145 | 136 | remove 9 rru's & add 6 rru's;
| Newington | Costello Road | AT&T | Crown Castle | monopole | 105 | 145 | 136 | replace 3 antennas w 3 x 700/1900/2100 MHz antennas
Petition No. 1244 | Newington | - Berlin Turnpike | Verizon | Verizon | rooftop | 31'6" | 32'8" | 122 | install 2100 MHz small cell canister; install one RRH below canister | 6'x6' pad | small cell
| Newington | Prospect Street | BAM | Sprint | monopole | 100 | 120 | 257 | 12 panels & 16 gps | 12x30 | 12-Swedcom ALP-E-9011
| Newington | Prospect Street | Verizon | Sprint | monopole | 100 | 133 | 257 | 3 Metawave panels |  | Replaces 12 panels; AT&T on @ 133', Sprint on @ 120', Town on @ 105'
| Newington | Prospect Street | Verizon | Sprint | monopole | 100 | 120 | 257 | replace 3 Metawave panels with 6 cellular and 6 PCS antennas
| Newington | Prospect Street | Cingular/AT&T | Sprint | monopole | 120 | 120 | 257 | remove all AT&T antennas and equipment
| Newington | Prospect Street | Sprint | Sprint | monopole | n/a | 120 | 257 | n/a |  | install 4 kW fuel cell for back up power | fuel cell backup
| Newington | Prospect Street | Sprint | Crown Castle | monopole | 120 | 120 | 257 | replace 6 CDMA antennas with 3 dual-band antennas |  | 4G/LTE upgrade
| Newington | Prospect Street | Verizon | Crown Castle | monopole | 106 | 120 | 257 | add 3 AWS antennas to 12 existing antennas
| Newington | Prospect Street | Sprint | Crown Castle | monopole | 120 | 120 | 257 | add 3 new dual-band antennas to 3 existing dual-band antennas
| Newington | Prospect Street | Verizon | Crown Castle | monopole | 106 | 120 | 257 | replace 9 antennas with 3 700, 3 1900, and 3 2100 MHz antennas
| Newington | Prospect Street | Sigfox | Crown Castle | monopole | 131 | 120 | 257 | install 1 x whip antenna, new mount and standoff support | h-frame & base station | Tower heigth = 120-ft, extension added to bring it to 129-ft; approved by tower share
| Newington | Prospect Street | Verizon | Crown Castle | monopole | 106 | 120 | 257 | remove 3 antennas & 9 rru's & install 6 rru's
| Newington | Willard Avenue | Nextel | Marcus Group | monopole | 120 | 180 | 103 | 12 panel | 12x20 | Town on tower @ 185'
| Newington | Willard Avenue | Verizon | Marcus Group | monopole | 110 | 180 | 103 | 12 panel antennae | 12x20
| Newington | Willard Avenue | AT&T | Marcus Group | monopole | 160 | 180 | 103 | 6 Allgon 7250.02 panel antennas | conc. Pad
| Newington | Willard Avenue | Sprint | Marcus Group | monopole | 140 | 180 | 103 | add 9 DB980F65T2E panel antennas | pad | four equipment cabinets
| Newington | Willard Avenue | Cingular | Marcus Group | monopole | 160 | 180 | 103 | remove 3 existing antennas, add 3 new ones |  | install 6 tower mount amplifiers; add 2 equipment cabinets
| Newington | Willard Avenue | Pocket (now MetroPCS) | Marcus Group | monopole | 170 | 180 | 103 | flush mount 3 antennas
| Newington | Willard Avenue | Clearwire | Marcus Group | monopole | 160 | 180 | 103 | install 3 panel antennas, 3 radioheads, 3 microwave dishes
| Newington | Willard Avenue | Verizon | Marcus Group | monopole | 110 | 180 | 103 | replace 12 existing antennas with 6 new cellular, 3 new PCS, and 3 new LTE antennas
| Newington | Willard Avenue | AT&T | Global Tower Partners | monopole | 157 | 180 | 103 | add 3 LTE antennas to 3 existing GSM/UMTS antennas
| Newington | Willard Avenue | Sprint | Global Tower Partners | monopole | 140 | 180 | 103 | replace 6 CDMA antennas with 3 dual band antennas |  | 4G/LTE upgrade
| Newington | Willard Avenue | MetroPCS | Global Tower Partners | monopole | n/a | 180 | 103 | n/a |  | replace radio cabinet for LTE upgrade
| Newington | Willard Avenue | Verizon | Global Tower Partners | monopole | 110 | 180 | 103 | replace 6 of 12 antennas with 3 cellular and 3 AWS antennas
| Newington | Willard Avenue | MetroPCS (T-Mobile) | American Tower | monopole | 170 | 180 | 103 | replace 3 existing CDMA antennas with 6 new GSM/LTE antennas
| Newington | Willard Avenue | Sprint | American Tower | monopole | 140 | 180 | 103 | add 3 CDMA/LTE antennas to 3 existing ones
| Newington | Willard Avenue | Verizon | American Tower | monopole | 110 | 180 | 103 | replace 6 ant. w/ 3 1900 MHz & 3 2100 MHz; replace 3 and add 6 RRHs |  | install cable inside monopole
| Newington | Willard Avenue | AT&T | Town of Newington | monopole | 157 | 180 | 103 | remove 3 antennas, install 3 700/1900 MHz antennas, reuse 3 850/1900 Mhz antennas, install 3 RRHs, install 3 modules`
| Newington | Willard Avenue | T-Mobile | American Tower Corporation | monopole | 170 | 180 | 103 | install 3 700 MHz antennas
| Newington | Willard Avenue | Sprint | American Tower Corporation | monopole | 140 | 180 | 103 | add 3 2500 MHz antennas; add 3 RRHs
| Newington | Willard Avenue | AT&T | American Tower Corporation | monopole | 157 | 180 | 103 | install 3 x 700/850/1900/2300 MHz antennas, remove 3 RRHs and Install 15 new RRHs
| Newington | Willard Avenue | Verizon | American Tower Corporation | monopole | 110 | 180 | 103 | replace 3 antennas w 3 x 700/850/1900/2100 MHz antennas; remove 9 & add 6 rru's
| Newington | Willard Avenue | ATC | American Tower Corporation | monopole | [5 empty] | install Automatic Transfer Switch for existing generator
| Newington | Willard Avenue | T-Mobile | American Tower Corporation | monopole | 170 | 180 | 103 | replace 6 antennas w 3 x 1900/2100 MHz & 3 x 600/700 MHz antennas ;replace 3 rru's
| Newington | Cedarwood Lane | SCLP | Fred Callahan | guyed-lattice | 120 | 170 | 346 | 9 panels | 12x26 | 9-ALP 11011N
| Newington | Cedarwood Lane | Nextel | Fred Callahan | guyed-lattice | 135 | 170 | 346 | 9 panels | 10x20
Petition No. 547 | Newington | Cedarwood Lane | Town of Wethersfield | Fred Callahan | guyed-lattice | 180 | 170 | 346 | 5 channel trunked system, including remote controller, five QUANTAR base stations, GPS high stability frequency standard, antenna network, simulcast control equipment, 18GHz micorwave equipment, & channel banks |  | 30' extension onto existing 150' tower
| Newington | Cedarwood Lane | SNET/Cingular | Fred Callahan | guyed-lattice | 120 | 170 | 346 | replace existing antennas with 9 DUO1417-8686-4-0, 6 tower mount amplifiers
| Newington | Cedarwood Lane | T-Mobile | Fred Callahan | guyed-lattice | 167 | 170 | 346 | 12 EMS RR90-17-02DP panel antennas | pad | 3 Nortel S8000 BTS cabinets
| Newington | Cedarwood Lane | Nextel | Fred Callahan | guyed-lattice | 140 | 170 | 346 | add 3 antennas | 11x26
| Newington | Cedarwood Lane | Pocket (now MetroPCS) | Fred Callahan | guyed-lattice | 110 | 170 | 346 | flush mount 3 antennas
| Newington | Cedarwood Lane | T-Mobile | Fred Callahan | guyed-lattice | 163 | 170 | 346 | replace 2 existing antennas with 3 new antennas and 3 TMAs |  | UMTS upgrade
| Newington | Cedarwood Lane | Cingular | Fred Callahan | guyed-lattice | 120 | 170 | 346 | replace 9 existing antennas, 6 TMAs, 3 diplexers with 6 new antennas, 6 TMAs, 6 diplexers with 6 new antennas, 6 TMAs, 6 diplexers |  | UMTS upgrade
| Newington | Cedarwood Lane | Clearwire | Fred Callahan | guyed-lattice | 142 | 170 | 346 | install 3 WiMAX antennas and 2 microwave dishes
| Newington | Cedarwood Lane | AT&T | Fred Callahan | guyed-lattice | 120 | 170 | 346 | add 3 LTE antennas to 6 existing GSM/UMTS antennas
| Newington | Cedarwood Lane | T-Mobile | Fred Callahan | guyed-lattice | 163 | 170 | 346 | replace 3 existing GSM quad pole antennas with 3 LTE quad pole antennas and 3 existing UMTS quad pole antennas with 3 GSM/UMTS quad pole antennas
| Newington | Cedarwood Lane | MetroPCS | Fred Callahan | guyed-lattice | n/a | 170 | 346 | n/a |  | replace radio cabinet for LTE upgrade
| Newington | Cedarwood Lane | AT&T | Fred Callahan | guyed-lattice | n/a | 170 | 346 | n/a |  | install 50 kW diesel generator for backup power | diesel generator
| Newington | Cedarwood Lane | AT&T | Fred Callahan | guyed-lattice | 120 | 170 | 346 | install 3 remote radio heads
| Newington | Cedarwood Lane | T-Mobile | Fred Callahan | guyed-lattice | 163 | 170 | 346 | replace 3 existing antennas with 3 new multi-band antennas for LTE upgrade
| Newington | Cedarwood Lane | AT&T | Fred Callahan | guyed-lattice | 120 | 170 | 346 | replace 3 antennas with 3 850/2300 MHz antennas
| Newington | Cedarwood Lane | AT&T | Callahan Acres | guyed-lattice | 120 | 170 | 346 | replace 3 ant w/ 3 700/1900 MHz antennas; add 3 RRHs
| Newington | Cedarwood Lane | T-Mobile | Callahan Acres | guyed-lattice | 163 | 170 | 346 | install 3 1900 MHz antennas
| Newington | Cedarwood Lane | Sprint | Fred Callahan | guyed-lattice | 140 | 170 | 346 | replace 3 antennas w/ 3 850/1900/2500 MHz antennas; add 12 RRHs
| Newington | Cedarwood Lane | Sprint | Fred & Francis Callahan | guyed-lattice | 140 | 170 | 346 | remove 6 antennas, install 3 x 800/1900 and 3 x 2500 MHz antennas; install 6 RRHs
| Newington | Cedarwood Lane | Sprint | Fred & Francis Callahan | guyed-lattice | [5 empty] | install underground conduit and fiber
| Newington | Cedarwood Lane | AT&T | Fred & Francis Callahan | guyed-lattice | 120 | 170 | 346 | relocate 9 existing antennas & 9 rru's; install 3 x 700/2100 Mhz antennas & 6 x rru's |  | replace existng T-frames with new sector mounts
Docket No. 220 | Newtown | Berkshire Road |  | Dwyer | monopole |  | 120 | 600 |  |  | tower approved without carriers, must have two carriers before building tower
| Newtown | Berkshire Road | Sprint | CT Architectural Towers (f/k/a Dwyer) | monopole | 107.5 | 120 | 600 | install 9 DB980F90E-M panel antennas | pad
| Newtown | Berkshire Road | T-Mobile | CT Architectural Towers (f/k/a Dwyer) | monopole | 97.5 | 120 | 600 | install 12 EMS FF65-18-02DPL-2 | pad
Petition No. 651 | Newtown | Berkshire Road | Town of Newtown | CT Architectural Towers (f/k/a Dwyer) | monopole | 150 | 150 | 600 | town antennas | pad | antennas for fire, police, EMS services; tower height extended to 150'
| Newtown | Berkshire Road |  | CT Architectural Towers (f/k/a Dwyer) | monopole |  | 150 | 600 |  |  | Transfer of Certificate to Optasite, Inc.
| Newtown | Berkshire Road | Cingular | CT Architectural Towers (f/k/a Dwyer) | monopole | 118 | 150 | 600 | replace 3 existing antennas with 3 new antennas and 6 TMAs
| Newtown | Berkshire Road | Cingular | CT Architectural Towers (f/k/a Dwyer) | monopole | 118 | 150 | 600 | add 3 new antennas and 6 RRHs to 3 existing antennas and 6 TMAs
| Newtown | Berkshire Road | Verizon | SBA | monopole | 137 | 150 | 600 | replace 12 antennas with 6 cellular, 3 PCS, and 3 LTE antennas
| Newtown | Berkshire Road | Sprint | SBA | monopole | 109 | 150 | 600 | replace 6 CDMA antennas with 3 dual-band antennas
| Newtown | Berkshire Road | Sprint | SBA | monopole | 107.5 | 150 | 600 | add 3 new dual band antennas to 3 existing antennas
| Newtown | Berkshire Road | T-Mobile | SBA | monopole | 99.5 | 150 | 600 | replace 6 existing antennas and 3 TMAs with 6 new antennas and 3 twin TMAs |  | add one cabinet
| Newtown | Berkshire Road | AT&T | SBA | monopole | 118 | 150 | 600 | replace 3 antennas w 3 x 700/850/1900 MHz antennas & install 3 x 2300 MHz antennas; add 3 rru's
Docket No. 144 | Newtown | Barnabas Road | CL&P/NU | CL&P/NU | self-support lattice | 177 | 180 | 450 | 1-6' dish, 3-14' VHF ant, 1-22' UHF
| Newtown | Barnabas Road | Smart SMR(Nextel) | CL&P/NU | self-support lattice | 110 | 180 | 450 | 3 whips
| Newtown | Barnabas Road | Sprint | CL&P/NU | self-support lattice | 95 | 180 | 450 | 9-Decibel DB980H90-E(M) |  | 60"x6.1"x2.8"
| Newtown | Barnabas Road | Omni | CL&P/NU | self-support lattice | 150 | 180 | 450 | 3 panels, 56" x 8" x 2.75" |  | 3-EMS RR90-17-00DP
| Newtown | Barnabas Road | AT&T Wireless | NU | self-support lattice | 136 | 180 |  | 12-panel antennas | 12'x20'
| Newtown | Barnabas Road | AT&T Wireless | NU | self-support lattice | - | 180 |  |  |  | Install new equipment in existing shelter
| Newtown | Barnabas Road | T-Mobile | CL&P/NU | self-support lattice | 150 | 180 | 450 | E911 upgrade
| Newtown | Barnabas Road | Nextel | CL&P/NU | self-support lattice | 110 | 180 | 450 | install 12 new DB844H90 panel antennas in place of existing ones | 10X20
| Newtown | Barnabas Road | AT&T Wireless | CL&P/NU | self-support lattice |  | 180 | 450 | add GPS antenna for E911
| Newtown | Barnabas Road | Cingular | CL&P/NU | self-support lattice | 135 | 180 | 450 | remove 9 existing antennas, install 3 powerwave 7770 antennas |  | install 6 tower mount amplifiers; add 2 equipment cabinets
| Newtown | Barnabas Road | AT&T | CL&P/NU | self-support lattice | 135 | 180 | 450 | add 3 LTE antennas to 3 GSM/UMTS antennas
| Newtown | Barnabas Road | Sprint | CL&P/NU | self-support lattice | 91 | 180 | 450 | replace 6 existing CDMA antennas with 3 dual-band antennas |  | 4G/LTE upgrade
| Newtown | Barnabas Road | Verizon | CL&P/NU | self-support lattice | 126 | 180 | 450 | install 12 panel antennas | 12x30 |  | natural gas generator
| Newtown | Barnabas Road | T-Mobile | CL&P/NU | self-support lattice | 149 | 180 | 450 | replace 3 existing GSM antennas with 3 UMTS and 3 LTE antennas
| Newtown | Barnabas Road | T-Mobile | CL&P/NU | self-support lattice | 149 | 180 | 450 | replace 6 existing GSM/UMTS antennas with 6 new multi-band antennas
| Newtown | Barnabas Road | AT&T | CL&P/NU | self-support lattice | 135 | 180 | 450 | install 3 x 850/1900 MHz ; add 6 rru's
| Newtown | South Main Street | Sprint | VoiceStream | monopole | 137 | 150 | 310 | 9 Decibel panel antennae | cabinets | 1 GPS receiver @ 75'
| Newtown | South Main Street | Verizon | VoiceStream | monopole | 127 | 150 | 310 | 12 panel | 12x30
| Newtown | South Main Street | AT&T Wireless | VoiceStream | monopole | 110 | 150 | 310 | 6 Allgon 7250.02 panel antennas |  | 2 new, 2 future equipment cabinets on concrete pad
| Newtown | South Main Street | T-Mobile | VoiceStream | monopole | 150 | 150 | 310 | replace 3 existing with 12 EMS RR90-17-02DP antennas | pad | 2 new Nortel S12000 BTS cabinets
| Newtown | South Main Street | Verizon | VoiceStream | monopole | 127 | 150 | 310 | install 6 cellular, 6 PCS antennas instead of 12 cellular antennas previously approved
| Newtown | South Main Street | Cingular | VoiceStream | monopole | 110 | 150 | 310 | remove 3 antennas; install 3 antennas and 6 TMAs |  | new pad and cabinet
| Newtown | South Main Street | AT&T (Cingular) | T-Mobile | monopole | 110 | 150 | 310 | add 3 antennas and 6 RRHs to 3 existing antennas and 6 TMAs
| Newtown | South Main Street | Verizon | T-Mobile | monopole | 127 | 150 | 310 | replace 12 existing antennas with 6 cellular, 3 PCS, and 3 LTE antennas
| Newtown | South Main Street | Sprint | Crown Castle | monopole | 137 | 150 | 310 | replace 6 CDMA antennas with 3 dual-band antennas |  | 4G/LTE upgrade
| Newtown | South Main Street | Verizon | Crown Castle | monopole | 127 | 150 | 310 | add 3 AWS antennas to 12 existing antennas
| Newtown | South Main Street | T-Mobile | Crown Castle | monopole | 148 | 150 | 310 | replace all 3 existing antennas with 6 new antennas |  | 4G/LTE upgrade
| Newtown | South Main Street | T-Mobile | Crown Castle | monopole | 148 | 150 | 310 | add 3 new LTE antennas to 6 existing antennas
| Newtown | South Main Street | Sprint | Crown Castle | monopole | 138 | 150 | 310 | add 6 new CDMA/LTE antennas to 3 existing ones
| Newtown | South Main Street | Verizon | Crown Castle | monopole | 127 | 150 | 310 | remove 6 antennas and install 3 700, 3 1900, and 3 2100 MHz antennas
| Newtown | South Main Street | Sprint | Crown Castle | monopole | 138 | 150 | 310 | install 3 2500 MHz ant, 3 800/1900 MHz ant & 3 RRHs
Docket No. 89 | Newtown | Berkshire Road | BAM | BAM | monopole | 178 | 180 | 350 | 2-15' whips, 6-11.5 whips | 21x22.5 | LM/A Newtown Alternate site
| Newtown | Berkshire Road | BAM/SCLP | BAM | monopole | 164 | 180 | 350 | 9-DB-834-RF Panels | 15x18
| Newtown | Berkshire Road | BAM | BAM | monopole | 182 | 180 | 350 | 9-ALP-9212 Panels |  | Replace Antennas
Petition No. 402 | Newtown | Berkshire Road | BAM | BAM | monopole | 185 | 185 | 346 | n/a |  | Replace 180 ft tower approved in d0089 w/185 foot tower
Petition No. 402 | Newtown | Berkshire Road | Nextel | BAM | monopole | 150 | 185 | 346 |  | 10x20
Petition No. 402 | Newtown | Berkshire Road | Omni | BAM | monopole | 130 | 185 | 346 |  | 9x15 pad
Petition No. 402 | Newtown | Berkshire Road | SCLP | BAM | monopole | 175 | 185 | 346 |  | 15x18
Petition No. 402 | Newtown | Berkshire Road | Skytel | BAM | monopole | 125 | 185 | 346 | Scala OBG9-900N | 4x4
Petition No. 402 | Newtown | Berkshire Road | Sprint | BAM | monopole | 165 | 185 | 346 |  | 9x15 pad
| Newtown | Berkshire Road | BAM | [7 empty] | Transfer of Certificate from BAM to Crown Atlantic Company, LLC
| Newtown | Berkshire Road | AT&T Wireless | BAM | monopole | 135 | 185 | 346 | 9-panel antennas | 8.5x14 pad | cabinets
| Newtown | Berkshire Road | Nextel | BAM | monopole | 155 | 185 | 346 | n/a |  | relocate antennas from 150 ft agl to 155 ft agl
| Newtown | Berkshire Road | Omni | BAM | monopole | 145 | 185 | 346 | n/a |  | relocate antennas from 130 ft agl to 145 ft agl
| Newtown | Berkshire Road | AT&T Wireless | Crown Atlantic | monopole | n/a | 185 | 346 | n/a | cabinet | install new cabinet, expand pad
| Newtown | Berkshire Road | Cingular | BAM | monopole | 175 | 185 | 346 | upgrade for GSM service
| Newtown | Berkshire Road | T-Mobile | BAM | monopole | 145 | 185 | 346 | E911 upgrade
| Newtown | Berkshire Road | AT&T Wireless | BAM | monopole | n/a | 185 | 346 | add GPS antenna for E911
| Newtown | Berkshire Road | Verizon | BAM | monopole | 185 | 185 | 346 | replace 6 cellular with 6 PCS antennas
| Newtown | Berkshire Road | New Cingular | Crown | monopole | 177 | 185 | 346 | remove 9 existing antennas, install 6 dual band antennas
| Newtown | Berkshire Road | Cingular/AT&T | Crown | monopole | n/a | 185 | 346 | remove all AT&T equipment
| Newtown | Berkshire Road | Verizon | Crown | monopole | 185 | 185 | 346 | replace 6 existing antennas with 6 new antennas
| Newtown | Berkshire Road | MetroPCS | Crown | monopole | 135 | 185 | 346 | install six panel antennas | pad | GPS antenna @ 30' level of tower; install 10-kW fuel cell with fuel cabinet - appvd 5/6/10
| Newtown | Berkshire Road | AT&T | Crown | monopole | 177 | 185 | 346 | add 3 antennas, 3 TMAs, and 6 RRHs to 6 antennas and 6 TMAs
| Newtown | Berkshire Road | T-Mobile | Crown Castle | monopole | 145 | 185 | 346 | add 3 UMTS antennas to 3 existing GSM antennas; replace 6 of 6 existing TMAs
| Newtown | Berkshire Road | Verizon | Crown Castle | monopole | 185 | 185 | 346 | replace 6 of 12 existing antennas with 3 PCS and 3 LTE antennas
| Newtown | Berkshire Road | Sprint | Crown Castle | monopole | 165 | 185 | 346 | replace 6 CDMA antennas with 3 dual-band antennas |  | 4G/LTE upgrade
| Newtown | Berkshire Road | Verizon | Crown Castle | monopole | 185 | 185 | 346 | add 3 AWS antennas to 12 existing antennas
| Newtown | Berkshire Road | T-Mobile | Crown Castle | monopole | 148 | 185 | 346 | replace 3 GSM antennas (of 6 existing) with 3 UMTS antennas; add 3 LTE antennas |  | 4G/LTE upgrade
| Newtown | Berkshire Road | Sprint | Crown Castle | monopole | 165 | 185 | 346 | add 3 new LTE antennas to 3 existing ones
| Newtown | Berkshire Road | AT&T | Crown Castle | monopole | 177 | 185 | 346 | remove 3 antennas, relocate 3 antennas, install 3 new LTE antennas, relocate 3 RRHs, install 3 RRHs,
| Newtown | Berkshire Road | Verizon | Crown Castle | monopole | 187 | 185 | 346 | replace 6 antennas with 3 700 and 3 1900/2100 MHz antennas
| Newtown | Berkshire Road | T-Mobile | Crown Castle | monopole | 148 | 185 | 346 | add 3 antennas and 3 RRHs
| Newtown | Berkshire Road | Sprint | Crown Castle | monopole | 165 | 185 | 346 | install 3 2500 MHz antennas
| Newtown | Berkshire Road | AT&T | Crown Castle | monopole | 177 | 185 | 346 | replace 3 antennas w/ 3 2100/2300 MHz antennas; remove 3 RRHs, add 12 RRHs
| Newtown | Berkshire Road | Verizon | Crown Castle | monopole | 187 | 185 | 346 | replace 6 antennas w 3 x 700/850 NHz & 3x1900/2100 Mhz antennas;
| Newtown | Berkshire Road | T-Mobile | Crown Castle | monopole | 148 | 185 | 346 | replace 3 antennas w 3x 600/700Mhz antennas; replace 3 rru's
| Newtown | Berkshire Road | Verizon | Crown Castle | monopole | 185 | 185 | 346 | install 3 x 3550 MHz antennas; install 3 rrus
Docket No. 376 | Newtown | Dinglebrook Road | Cingular | Cingular | monopole | 150 | 150 | 438 | install 6 panel antennas | 12x20
Docket No. 376 | Newtown | Dinglebrook Road | Verizon | Cingular | monopole | 140 | 150 | 438 | install 12 antennas: 6 cellular and 6 PCS | 12x20
| Newtown | Dinglebrook Road | AT&T | AT&T | monopole | 150 | 150 | 438 | add 3 multi-band antennas to 6 GSM/UMTS antennas |  | 4G/LTE upgrade
| Newtown | Dinglebrook Road | Verizon | AT&T | monopole | 140 | 150 | 438 | replace 3 of 12 existing antennas with 3 LTE antennas
| Newtown | Dinglebrook Road | Verizon | Crown Castle | monopole | 140 | 150 | 438 | replace 6 antennas with 3x700/2100 & 3x850 MHz antennas; add 9 RRH
| Newtown | Dinglebrook Road | T-Mobile | AT&T | monopole | 128 | 150 | 438 | install 4x1900/2100MHz antennas & 4x700MHz antennas & 1x 11GHz MW dish; add 8 rru's & 5 cables | install 10'x15' concrete pad | T-Mobile Tower Share; Quad Platform antenna mount | DC diesel generator | 25Kw DC | no
Docket No. 241 | Newtown | Edmond Road | T-Mobile | T-Mobile | monopole | 130 | 130 | 468.5 | 12 panel antennas on platform | pad | three equipment cabinets
Docket No. 241 | Newtown | Edmond Road | AT&T | T-Mobile | monopole | 120 | 130 | 468.5 | 6 panel antennas on platform | pad | up to four equipment cabinets
Petition No. 749 | Newtown | Edmond Road | Nextel | T-Mobile | monopole | 140 | 130 | 468.5 | 12 panel antennas on platform | 12x20 | add 10' extension to existing 130' monopole
| Newtown | Edmond Road | Cingular | Optasite | monopole | 120 | 130 | 468.5 | install 6 dual band panel antennas | 12x20
| Newtown | Edmond Road |  | Optasite | monopole |  | 130 | 468.5 |  |  | Transfer of Certificate from Optasite
| Newtown | Edmond Road | Cingular | Optasite | monopole | 120 | 130 | 468.5 | add 3 new antennas, 3 TMAs, and 6 RRHS to 6 existing antennas and 6 TMAs
| Newtown | Edmond Road | T-Mobile | Optasite | monopole | 128 | 130 | 468.5 | replace 3 antennas and 6 TMAs with 3 new antennas and 6 new TMAs
| Newtown | Edmond Road | AT&T | Optasite | monopole |  | 130 | 468.5 |  |  | install 50 kW diesel generator for backup power | diesel generator
| Newtown | Edmond Road | T-Mobile | SBA | monopole | 127 | 130 | 468.5 | replace 3 GSM antennas with 3 GSM/UMTS antennas and 3 LTE antennas
| Newtown | Edmond Road | AT&T | SBA | monopole | 120 | 130 | 468.5 | replace 6 antennas with 3 x 700/1900MHz antennas and 3 x 2300MHz antennas , install 6 RRHs
| Newtown | South Main Street | Omni | Sprint | monopole | 140 | 150 |  | 3 antennas, EMS RR90-1702DP | 7x5.5 pad | 56"x8"x2.75" antennas; Sprint on tower @ 150'
| Newtown | South Main Street | AT&T Wireless | Sprint | monopole | 123 | 150 |  | 12 panel antennae
| Newtown | South Main Street | T-Mobile | Sprint | monopole | 140 | 150 |  | E911 upgrade
| Newtown | South Main Street | AT&T Wireless | Sprint | monopole | 123 | 150 |  | antennas removed - no longer in use
| Newtown | South Main Street | Sprint | Crown Castle | monopole | 150 | 150 |  | replace 6 existing CDMA antennas with 3 quad pole antennas for LTE
| Newtown | South Main Street | T-Mobile | Crown Castle | monopole | 135 | 150 |  | remove 3 ant; add 3 1900 MHz, 3 700 MHz ant 3 TMAs
| Newtown | South Main Street | Sprint | Crown Castle | monopole | 150 | 150 |  | install 3 850/2500 MHz antennas and 6 RRHs on platform
Petition No. 1211 | Newtown | Primrose Street | Verizon | Newtown Youth Academy, Inc. | rooftop | 40 | 27 |  | install canister antenna | 8x8
| Newtown | Main Street | SCLP | Town of Newtown | guyed-lattice | 80 | 80 |  | 12-panels, ALP 11011N |  | Remove existing 40'gl on 40' roof. Instal
Docket No. 75 | Newtown | Meridian Ridge | SNET Cellular | SNET Cellular | monopole | 147 | 163 | 420 | (4-6)- 12' whips |  | Alternate
| Newtown | Meridian Ridge | SNET/SCLP | SNET/SCLP | monopole | 147 | 163 | 420 |  |  | add message service alert antenna
| Newtown | Meridian Ridge | SNET/SCLP | SNET/SCLP | monopole | [5 empty] | Transfer of Certifcate from SNET to Springwich Cellular Limited partnership
| Newtown | Meridian Ridge | SCLP/Omni | SNET/SCLP | monopole | 162 | 163 | 420 | 1-72"x16" diameter canister | 10x12 slab | 1-EMS TRR 90-17-000DP-M21
Docket No. 75 | Newtown | Meridian Ridge | AT&T | SCLP | monopole | 130 | 163 | 420 |  |  | Replace tower with stronger tower
| Newtown | Meridian Ridge | AT&T |  | monopole | 130 | 163 | 420 |  |  | Install new equipment in existing shelter
| Newtown | Meridian Ridge | Cingular | SNET/SCLP | monopole | 147 | 163 | 420 | upgrade for GSM service
| Newtown | Meridian Ridge | AT&T | SCLP | monopole |  | 163 | 420 | add GPS antenna for E911
| Newtown | Meridian Ridge | T-Mobile | American Tower | monopole | 160 | 163 | 420 | replace 3 existing with 3 EMS TDR85-17-222DPL2Q antennas |  | add 2 Nortel S12000 BTS cabinets
| Newtown | Meridian Ridge | Verizon | American Tower | monopole | 140 | 163 | 420 | replace 6 cellular antennas with 6 PCS antennas
| Newtown | Meridian Ridge | New Cingular | American Tower | monopole | 149 | 163 | 420 | remove 9 existing antennas, install 6 dual band antennas
| Newtown | Meridian Ridge | AT&T | American Tower | monopole | 130 | 163 | 420 | remove AT&T antennas
| Newtown | Meridian Ridge | MetroPCS | American Tower | monopole | 134 | 163 | 420 | install 6 panel antennas | pad
| Newtown | Meridian Ridge | Verizon | American Tower | monopole | 140 | 163 | 420 | replace 12 existing antennas with 6 new cellular, 3 new PCS, and 3 new 700 MHz antennas
| Newtown | Meridian Ridge | AT&T | American Tower | monopole | 152 | 163 | 420 | add 3 antennas and 6 RRHs to 6 existing antennas and 6 TMAs
| Newtown | Meridian Ridge | T-Mobile | American Tower | monopole | 163 | 163 | 420 | replace 3 existing antennas with 3 dual-band antennas |  | 4G/LTE upgrade
| Newtown | Meridian Ridge | AT&T | American Tower | monopole | 149 | 163 | 420 | install 3 RRHs
| Newtown | Meridian Ridge | AT&T | American Tower | monopole | 152 | 163 | 420 | replace 6 antennas w 3x 700/1900 MHz & 3x700/850/2300/5G 850 MHz antennas; add 6 rru's |  | replace antenna mount
| Newtown | Meridian Ridge | MetroPCS | American Tower | monopole | 134 | 163 | 420 | replace 3 antennas w 3 x 600/700 MHz antennas, replace 3 rru's
| Newtown | Meridian Ridge | American Tower | American Tower | [5 empty] | install 80kW generator |  | diesel generator | 80-kilowatt | yes
| Newtown | Meridian Ridge | Verizon | American Tower | monopole | 140 | 163 | 420 | replace 6 antnenas w 6x700/850/1900/2100 MHz antennas & install 3x3550 MHz antennas; add 9 rrus |  | install 1 x OVP
| Newtown | Ferris Road | Sprint | Nextel | monopole | 108 | 120 | 783 | 9-DB-980H90-(E) -M panels | 8.5x20 pad | 1-GPS at 75 feet, Antennas (60"x6.1"x2.8"); Nextel on @ 118'
| Newtown | Ferris Road | Verizon | Nextel | monopole | 98 | 120 | 783 | 12 panel - DB844H80 | 12x30
| Newtown | Ferris Road | AT&T | Nextel | monopole | 88 | 120 | 783 | add 6 Allgon 7250.03 panel antennas |  | up to four equipment cabinets on concrete pad
| Newtown | Ferris Road | T-Mobile | Nextel | monopole | 81 | 120 | 783 | install six panel antennas
| Newtown | Ferris Road | Cingular | Nextel | monopole | 88 | 120 | 783 | remove 3 antennas; replace with 6 antennas, 6 TMAs
| Newtown | Ferris Road | Verizon | Nextel | monopole | 98 | 120 | 783 | replace 10 of 12 existing antennas with 4 new cellular, 3 PCS, and 3 LTE antennas
| Newtown | Ferris Road | AT&T | Nextel | monopole | 88 | 120 | 783 | add 3 new antennas and 6 RRHs to 3 existing antennas and 6 TMAs
| Newtown | Ferris Road | Sprint | SBA | monopole | 107 | 120 | 783 | replace 6 CDMA antennas with 3 dual-band antennas |  | 4G/LTE upgrade
| Newtown | Ferris Road | AT&T | SBA | monopole |  | 120 | 783 |  |  | install 50 kW diesel generator for backup power | diesel generator
| Newtown | Ferris Road | Sprint | SBA | monopole | 105 | 120 | 783 | add 3 new dual band antennas to 3 existing antennas
| Newtown | Ferris Road | Verizon | SBA | monopole | 98 | 120 | 783 | replace 6 ant w/ 3 700/1900, 3 2100 MHz ant; add 9 RRHs
| Newtown | Ferris Road | T-Mobile | SBA | monopole | 81 | 120 | 783 | add 3 new antennas |  | add one new cabinet
| Newtown | Ferris Road | AT&T | SBA | monopole | 88 | 120 | 783 | replace 3 antennas w/ 3 1900/2300 MHz antennas; add 6 RRHs
| Newtown | Ferris Road | T-Mobile | SBA | monopole | 81 | 120 | 783 | install 1 x 10GHz microwave back haul dish
Petition No. 773 | Newtown | Park Lane (CL&P # ) | T-Mobile | CL&P | utility pole | 97 | 82 |  | three flush-mounted antennas | pad | add 18' pipe mast extension onto an 82' transmission tower
Petition No. 820 | Newtown | Hattertown Road | T-Mobile | T-Mobile | monopole | 54 | 59 |  | 3 antennas flush-mounted on 59' tower built inside silo | pad | facility built inside silo
| Newtown | Hattertown Road | T-Mobile | T-Mobile | monopole | 54 | 59 |  | replace 3 antennas with 3 new antennas
Docket No. 287 | Norfolk | Ashpohtag Road | Sprint | Sprint | monopole | 147.5 | 150 | 983 | 12 panel antennas in 3-sector array | pad
| Norfolk | Ashpohtag Road | Cingular | Sprint | monopole | 137 | 150 | 983 | install 6 panel dual band panel antennas | 12x20
| Norfolk | Ashpohtag Road | Verizon | Sprint | monopole | 127 | 150 | 983 | install 12 panel antennas | 12x30
| Norfolk | Ashpohtag Road |  | TowerCo, LLC | monopole |  | 150 | 983 |  |  | Transfer of Certificate from Sprint
| Norfolk | Ashpohtag Road | Verizon | TowerCo, LLC | monopole | 127 | 150 | 983 | replace 6 of 12 existing antennas with 3 PCS and 3 LTE antennas
| Norfolk | Ashpohtag Road | AT&T | TowerCo, LLC | monopole | 137 | 150 | 983 | add 3 multi-band antennas to 6 existing GSM/UMTS antennas |  | 4G/LTE upgrade
| Norfolk | Ashpohtag Road | Sprint | TowerCo, LLC | monopole | 145 | 150 | 983 | replace 4 CDMA antennas with 2 dual-band antennas |  | 4G/LTE upgrade
| Norfolk | Ashpohtag Road | Verizon | TowerCo, LLC | monopole | 127 | 150 | 983 | replace 3 of 12 existing antennas with 3 LTE antennas
| Norfolk | Ashpohtag Road | Sprint | SBA | monopole | 150 | 150 | 983 | remove 2 antennas, install two 800/1900/2500 MHz antennas; add four RRHs
| Norfolk | Ashpohtag Road | AT&T | TowerCo, LLC | monopole | 137 | 150 | 983 | replace 6 antenna w 3x700/1900 MHz & 3 x 700/850/2100/5G 850 MHz antennas; replace 3 rrus & install 3 new rrus | add 3 rrus
Petition No. 87 | Norfolk | Loon Meadow Road | SNET | SNET | guyed-lattice | 154 | 160 | 1655 | 2-12' dishes |  | replace 2-8'x12'x5' periscopic reflector ant
Petition No. 106 | Norfolk | Loon Meadow Road | SNET | SNET | guyed-lattice | 154 | 160 | 1655 |  |  | replace existing tower with new one , same height
| Norfolk | Loon Meadow Road | SNET/SCLP | SNET/SCLP | guyed-lattice | 142 | 160 | 1655 | added cellular antennas
| Norfolk | Loon Meadow Road | OMNI | SNET/SCLP | guyed-lattice | 123.5 | 160 | 1655 | 6-panel antennas |  | 6-Celwave APN-199015-2T2/ remove existing dishes
| Norfolk | Loon Meadow Road | Sprint | SNET/SCLP | guyed-lattice | 153 | 160 | 1655 | 9 panel DB980H90 + 1 gps @ 50' | cabinets
| Norfolk | Loon Meadow Road | SNET/Cingular | SNET/RCC | guyed-lattice | 142 | 160 | 1655 | replace existing antennas with 9 CSS DUO4-8670, 6 tower mount amplifiers, 6 diplexers
| Norfolk | Loon Meadow Road | T-Mobile | SNET/RCC | guyed-lattice | 123.5 | 160 | 1655 | E911 upgrade
| Norfolk | Loon Meadow Road | Cingular | SNET/RCC | guyed-lattice | 142 | 160 | 1655 | replace 9 antennas, 6 TMAs, and 3 diplexers with 6 new antennas, 6 TMAs, 6 diplexers
| Norfolk | Loon Meadow Road | Sprint | AT&T | guyed-lattice | 158 | 160 | 1655 | replace 6 CDMA antennas with 3 dual-band antennas |  | 4G/LTE upgrade
| Norfolk | Loon Meadow Road | AT&T | AT&T | guyed-lattice | 142 | 160 | 1655 | add 3 LTE antennas to 6 existing GSM/UMTS antennas |  | 4G/LTE upgrade
| Norfolk | Loon Meadow Road | T-Mobile | AT&T | guyed-lattice | 120 | 160 | 1655 | replace 3 ant. w/ 2 LTE ant.
| Norfolk | Loon Meadow Road | AT&T | AT&T | guyed-lattice | 142 | 160 | 1655 | install 3 x 700/1900 MHz antennas; add 6 RRU's
| Norfolk | Loon Meadow Road | Sprint | AT&T | guyed-lattice | 158 | 160 | 1655 | install 3 x 850/2500 MHz antennas; add 3 RRU's
Docket No. 320 | Norfolk | Greenwoods Road East | Cingular | Message Center Mgmt | monopole | 180 | 180 | 1463 | up to 12 antennas | 12x20
Docket No. 320 | Norfolk | Greenwoods Road East | Cellco | Message Center Mgmt | monopole | 160 | 180 | 1463 | 12 panel antennas in 3-sector array | 12x30
| Norfolk | Greenwoods Road East | Verizon | Message Center Mgmt | monopole | 160 | 180 | 1463 | replace 6 of 12 antennas with 3 PCS and 3 LTE antennas
| Norfolk | Greenwoods Road East | Verizon | Message Center Mgmt | monopole | 160 | 180 | 1463 | replace 1 of 12 antennas with 1 new cellular antenna
| Norfolk | Greenwoods Road East |  | MCM Acquisition 2017 LLC | monopole |  | 180 | 1463 |  |  | transfer certificate
Docket No. 118 | Norfolk | Winchester Road | DPS | DPS | self-support lattice | 180 | 180 | 1555 | 2-6' dishes, 4-13' whips, 1-12' dipole | 15x34 | aka Riggs Hill
| Norfolk | Winchester Road | LCD | DPS | self-support lattice | 147 | 180 | 1555 | 1-whip |  | aka Riggs Hill
| Norfolk | Winchester Road | DPS/AT&T | DPS | self-support lattice | 120 | 180 |  | 6 panels | 12x20
| North Branford | Foxon Road | Nextel | SBA | monopole | 166 | 180 |  | 12 panel | 12x20 | Sprint on tower @ 176', AT&T on @ 156'
| North Branford | Foxon Road | T-Mobile | SBA | monopole | 147 | 180 |  | add 9 EMS RR90-17-02 DP antennas | pad
| North Branford | Foxon Road | Cingular | SBA | monopole | 157 | 180 |  | remove 3 existing antennas, replace with 3 new ones |  | install 6 tower mount amplifiers
| North Branford | Foxon Road | Sprint Nextel | SBA | monopole | 172 | 180 |  | replace 3 existing antennas with 3 WiMAX antennas |  | install 2 WiMAX cabinets; add GPS to ice bridge
| North Branford | Foxon Road | Pocket (now MetroPCS) | SBA | monopole | 131 | 180 |  | flush mount 3 antennas
| North Branford | Foxon Road | T-Mobile | SBA | monopole | 141 | 180 |  | add 3 new antennas to 3 existing antennas |  | UMTS upgrade
| North Branford | Foxon Road | Clearwire | SBA | monopole | 172 | 180 |  | install 3 WiMAX antennas, 3 radioheads, 2 microwave dishes
| North Branford | Foxon Road | Sprint Nextel | SBA | monopole | 172 | 180 |  | replace 3 of 12 antennas, install 1 TMA
| North Branford | Foxon Road | AT&T | SBA | monopole | 154 | 180 |  | add 3 LTE antennas to 3 existing GSM/UMTS antennas
| North Branford | Foxon Road | Sprint | SBA | monopole | 175 | 180 |  | replace 3 of 9 CDMA antennas with 3 dual-band antennas
| North Branford | Foxon Road | MetroPCS | SBA | monopole |  | 180 |  |  |  | replace radio cabinet for LTE upgrade
| North Branford | Foxon Road | T-Mobile | SBA | monopole | 141 | 180 |  | replace 6 antennas with 6 dual-band antennas |  | 4G/LTE antennas
| North Branford | Foxon Road | AT&T | SBA | monopole |  | 180 |  |  |  | install 50 kW diesel generator for backup power | diesel generator
| North Branford | Foxon Road | Sprint | SBA | monopole | 177.5 | 180 |  | add 3 new dual band antennas to 3 existing antennas
| North Branford | Foxon Road | AT&T | SBA | monopole | 159 | 180 |  | replace 3 ant w/ 3 1900; add 3 RRHs
| North Branford | Foxon Road | Sprint | SBA | monopole | [5 empty] | underground fiber conduit installation
Docket No. 295 | North Branford | Commerce Drive | T-Mobile | Tower Ventures | monopole | 155 | 155 | 113 | nine panel antennas | pad
Docket No. 295 | North Branford | Commerce Drive | Cingular | Tower Ventures | monopole | 145 | 155 | 113
| North Branford | Commerce Drive | Verizon | Tower Ventures | monopole | 132 | 155 | 113 | install 12 panel antennas | 12x30
| North Branford | Commerce Drive |  | SBA | monopole |  | 155 | 113 |  |  | Transfer Certificate from Tower Ventures/National Grid/Lightower
| North Branford | Commerce Drive | T-Mobile | SBA | monopole | 155 | 155 | 113 | change 3 of 6 existing GSM antennas to UMTS and replace all 6 existing TMAs
| North Branford | Commerce Drive | Verizon | SBA | monopole | 133 | 155 | 113 | replace 12 existing antennas with 6 cellular, 3 PCS, and 3 LTE antennas
| North Branford | Commerce Drive | AT&T | SBA | monopole | 133 | 155 | 113 | add 3 new LTE antennas to 6 existing GSM/UMTS antennas
| North Branford | Commerce Drive | T-Mobile | SBA | monopole | 154 | 155 | 113 | replace 6 GSM/UMTS antennas with 3 new GSM/UMTS and 3 LTE antennas |  | 4G/LTE upgrade
| North Branford | Commerce Drive | Verizon | SBA | monopole | 135 | 155 | 113 | add 3 AWS antennas to 12 existing antennas
| North Branford | Commerce Drive | Verizon | SBA | monopole | 133 | 155 | 113 | replace 6 ant w/ 3 700/1900 MHz , 3 2100 MHz ant; replace 3 RRHs, add 6 RRHs
| North Branford | Commerce Drive | AT&T | SBA | monopole | 143 | 155 | 113 | replace 3 antennas w/ three 700/1900 MHz antennas; add 3 RRHs
| North Branford | Commerce Drive | T-Mobile | SBA | monopole | 154 | 155 | 113 | install 3 x 600/700 MHz antennas ; add 3 rru's
Petition No. 564 | North Branford | Ciro Road | AT&T | SBA | monopole | 147 | 170 |  | 6 panel antennas |  | 2 new, 2 future equipment cabinets on 6x10 concrete pad
| North Branford | Ciro Road | T-Mobile | SBA | monopole | 167 | 170 |  | add 9 EMS RR90-17-02DP panel antennas | pad | 3 equipment cabinets
| North Branford | Ciro Road | Nextel | SBA | monopole | 157 | 170 |  | install 12 panel antennas | 12x20 | 3 equipment cabinets
| North Branford | Ciro Road | Cingular | SBA | monopole | 147 | 170 |  | remove 3 existing antennas; install 6 new antennas, 6 TMAs, and 6 diplexers
| North Branford | Ciro Road | T-Mobile | SBA | monopole | 167 | 170 |  | add 3 antennas to 3 existing antennas; replace 6 TMAs with 6 new ones
| North Branford | Ciro Road | AT&T | SBA | monopole | 147 | 170 |  | add 3 new LTE antennas to 6 existing GSM/UMTS antennas
| North Branford | Ciro Road | Sprint | SBA | monopole | 137 | 170 |  | replace 12 CDMA antennas with 3 dual-band antennas
| North Branford | Ciro Road | T-Mobile | SBA | monopole | 167 | 170 |  | replace 6 GSM antennas with 3 GSM/UMTS and 3 LTE antennas
| North Branford | Ciro Road | Sprint | SBA | monopole | 137 | 170 |  | add 3 new dual band antennas to 3 existing antennas
| North Branford | Ciro Road | T-Mobile | SBA | monopole | 170 | 170 |  | add 3 700 MHz antennas; add 3 RRHs; relocate 6 ant
| North Branford | Ciro Road | AT&T | SBA | monopole | 147 | 170 |  | replace 6 antennas w 3x700/850/1900 Mhz antennas & 3 x 700/850 MHz antennas; add 3 rru's
| North Branford | Youngs Apple Orchard Road | Sprint | SNET | self-support lattice | 126.5 | 130
| North Branford | Youngs Apple Orchard Road | OMNI | SNET | self-support lattice | 138 | 130 | 450 | 6 panel antennas |  | exisitng microwave dishes removed that extended to 140' agl
| North Branford | Youngs Apple Orchard Road | T-Mobile | SNET | self-support lattice | 138 | 130 | 450 | E911 upgrade
| North Branford | Youngs Apple Orchard Road | Sprint | AT&T | self-support lattice | 126 | 130 | 450 | replace 6 CDMA antennas with 3 dual-band antennas |  | 4G/LTE upgrade
| North Branford | Youngs Apple Orchard Road | T-Mobile | AT&T | self-support lattice | 94 | 130 | 450 | replace 3 antennas w/ 3 LTE antennas. RRUs on H-Frame
| North Branford | Youngs Apple Orchard Road | Sprint | AT&T | self-support lattice | 125 | 130 | 450 | install 3 x 2500 MHz antennas & add 6 rru's
Docket No. 56 | North Branford | Reeds Gap Road | BAM | BAM | self-support lattice | 85 | 92 | 590 | 2-11' whips, 3-8' reflect. ant | 15x21 | Liska tract
Docket No. 56 | North Branford | Reeds Gap Road | BAM | BAM | self-support lattice | 85 | 92 | 590 | 2-11' whips/ 3-8' reflectors | 15x21 | (Liska Tract)
| North Branford | Reeds Gap Road | BAM | BAM | self-support lattice | 86 | 92 | 590 | 15 ALP 9212 |  | Replace Antennas
| North Branford | Reeds Gap Road | BAM | Crown Atlantic Company, LLC | [6 empty] | Transfer of Certificate from BAM to Crown Atlantic Company, LLC
| North Branford | Reeds Gap Road | Nextel | BAM | self-support lattice | 80 | 92 | 590 | 12-panels, ALP 9212 | 10x20
| North Branford | Reeds Gap Road | AT&T | Crown | self-support lattice | 68 | 92 | 590 | add 3 Allgon 7250.03 panel antennas |  | up to four equipment cabinets on concrete pad
| North Branford | Reeds Gap Road | Verizon | Crown | self-support lattice | 95 | 92 | 590 | replace 6 cellular antennas with 6 PCS antennas
| North Branford | Reeds Gap Road | Cingular | Crown | self-support lattice | 68 | 92 | 590 | remove 3 existing antennas and 6 TMAs; install 3 new antennas and 6 TMAs
| North Branford | Reeds Gap Road | Cingular | Crown | self-support lattice | n/a | 92 | 590 | n/a |  | replace one existing equipment cabinet with UMTS cabinet
| North Branford | Reeds Gap Road | Verizon | Crown | self-support lattice | 90 | 92 | 590 | replace 8 of 12 existing antennas with 2 new cellular, 3 new PCS, and 3 new LTE antennas
| North Branford | Reeds Gap Road | AT&T | Crown Castle | self-support lattice | 66 | 92 | 590 | add 3 multi-band antennas to 6 existing GSM/UMTS antennas |  | 4G/LTE upgrade
| North Branford | Reeds Gap Road | Verizon | Crown Castle | self-support lattice | 90 | 92 | 590 | replace 1 of 12 antennas with 1 new LTE antenna
| North Branford | Reeds Gap Road | Verizon | Crown Castle | self-support lattice | 90 | 92 | 590 | replace 3 ant. w/ 3 700 MHz LTE
| North Branford | Reeds Gap Road | Verizon | Crown Castle | self-support lattice | 90 | 92 | 590 | replace 6 antennas w/ 2 850 MHz, 2 700 MHz and 2 2100 MHz; install 9 RRHs
| North Branford | Reeds Gap Road | AT&T | Crown Castle | self-support lattice | 65 | 92 | 590 | remove 6 antennas & install 3x2100MHz & 3x700/1900 MHz antennas; add 6 rru's
| North Branford | Reeds Gap Road | Verizon | Crown Castle | self-support lattice | 90 | 92 | 590 | remove 3 RRUs & replace 6 RRUs
| North Branford | Parsonage Hill Road | AT&T | Ochenkowski | self-support lattice | 170 | 195 | 290 | 6 Allgon 7250.03 panel antennas |  | equipment cabinets on concrete pad
| North Branford | Parsonage Hill Road | Verizon | Ochenkowski | self-support lattice | 145 | 195 | 290 | install 12 panel antennas | 12x30
| North Branford | Parsonage Hill Road | Cingular | Ochenkowski | self-support lattice | 170 | 195 | 290 | remove 3 existing antennas, replace with 3 new ones |  | install 6 tower mount amplifiers; remove 1 existing equipment cabinet; install 2 new equip. cabs.
| North Branford | Parsonage Hill Road | Cingular | Ochenkowski | self-support lattice |  | 195 | 290 |  |  | extend equipment pad
| North Branford | Parsonage Hill Road | T-Mobile | Ochenkowski | self-support lattice | 180 | 195 | 290 | replace 3 of 6 existing antennas and 6 of 6 TMAs
| North Branford | Parsonage Hill Road | Verizon | Ochenkowski | self-support lattice | 145 | 195 | 290 | replace 12 existing antennas with 6 new cellular, 3 new PCS, and 3 new LTE antennas
| North Branford | Parsonage Hill Road | AT&T | Ochenkowski | self-support lattice | 173 | 195 | 290 | add 3 LTE antennas and 6 RRHs to 3 existing GSM/UMTS antennas
| North Branford | Parsonage Hill Road | Sprint | Ochenkowski | self-support lattice | 190.5 | 195 | 290 | replace 6 CDMA antennas with 3 dual-band antennas
| North Branford | Parsonage Hill Road | T-Mobile | Ochenkowski | self-support lattice | 180 | 195 | 290 | replace 6 GSM antennas with 3 new GSM and 3 new LTE antennas |  | 4G/LTE upgrade
| North Branford | Parsonage Hill Road | Verizon | Ochenkowski | self-support lattice | 145 | 195 | 290 | replace 6 of 12 existing antennas with 3 PCS and 3 AWS antennas
| North Branford | Parsonage Hill Road | Sprint | Ochenkowski | self-support lattice | 190 | 195 | 290 | add 3 new CDMA/LTE antennas to 3 existing antennas
| North Branford | Parsonage Hill Road | T-Mobile | Ochenkowski | self-support lattice | 180 | 195 | 290 | add 3 new antennas to 6 existing antennas
| North Branford | Parsonage Hill Road | Verizon | Ochenkowski | self-support lattice | 145 | 195 | 290 | replace 9 antennas with 3 700, 3 1900, and 3 2100 MHz antennas
| North Branford | Parsonage Hill Road | AT&T | Ochenkowski | self-support lattice | 173 | 195 | 290 | install 3 RRHs
| North Branford | Parsonage Hill Road | Sprint | Ochenkowski | self-support lattice | 190 | 195 | 290 | install 3 2500 MHz antennas; add 3 RRHs
| North Branford | Parsonage Hill Road | AT&T | Ochenkowski | self-support lattice | 173 | 195 | 290 | replace 3 antennas with 3x700/850/2100 MHz antennas & install 3 x 700/1900 Mhz antennas; add 6 rru's
| North Branford | Parsonage Hill Road | T-Mobile | Ochenkowski | self-support lattice | 180 | 195 | 290 | replace 3 antennas w 3 x 600/700 MHz antennas; replace 3 rru's
| North Branford | Parsonage Hill Road | Sprint | Ochenkowski | self-support lattice | 190 | 195 | 290 | install 3 x 2500 MHz antennas; add 3 rru's
| North Branford | Parsonage Hill Road | TCI | TCI | guyed-lattice |  | 300 | 290 | 3.2m earth station
| North Branford | Parsonage Hill Road | UI | TCI | guyed-lattice | 285 | 300 | 290 | install 1 dipole antenna
| North Branford | Parsonage Hill Road | Pocket (now MetroPCS) | TCI | guyed-lattice | 240 | 300 | 290 | flush mount 3 antennas
| North Branford | Parsonage Hill Road | Clearwire | TCI | guyed-lattice | 130 | 300 | 290 | install 3 WiMAX antennas @ 130', install 4 microwave dishes @ 135'
| North Branford | Parsonage Hill Road | Sprint | TCI | guyed-lattice |  | 195 | 290 |  |  | install fuel cell for back up power | fuel cell backup
| North Branford | Parsonage Hill Road | MetroPCS | TCI | guyed-lattice |  | 300 | 290 |  |  | replace existing radio cabinet with new radio cabinet for LTE upgrade
Petition No. 487 | North Branford | Route | VoiceStream | CL&P | utility pole | 99'10" | 91'6" |  | 3-EMS dual-pol antennas | cabinets
| North Branford | Route | T-Mobile | Eversource | utility pole | 102' | 91'6" |  | Remove 3 panel antennas, install 3 new LTE antennas
Petition No. 918 | North Branford | Twin Lakes Road & Route | United Illuminating | United Illuminating | wood pole | 79 | 79 | 132 | four small utilinet antennas at var. heights
Petition No. 87 | North Canaan | Main Street | SNET | SNET | rooftop | 44 | 47.75 | 670 | 1-12' dishes |  | replace 10' dish
| North Canaan | Main Street | OMNI | SNET | rooftop | 47 | 47.75 | 670 | 2-dual pole panel antennas |  | remove unused dishes/EMS RR33-20-00DP
| North Canaan | Lower Road | SNET/Cingular | LCD | self-support lattice | 143 | 195 |  | up to 12 CSS DUO4-8670 panel antennas, up to 6 ADC tower mount amplifiers, 1 LMU, GPS antenna on equipment building | 11.5x20
| North Canaan | Lower Road | Nextel | LCD | self-support lattice | 125 | 195 |  | install 12 panel antennas | 12x20
| North Canaan | Lower Road | Verizon | LCD | self-support lattice | 168 | 195 |  | install 12 panel antennas | 12x30
| North Canaan | Lower Road | Verizon | LCD | self-support lattice | 168 | 195 |  | replace 6 existing PCS antennas with 6 new cellular antennas
| North Canaan | Lower Road | Cingular | LCD | self-support lattice | 143 | 195 |  | replace 9 antennas, 6 TMAs, 3 diplexers with 6 new antennas, 6 TMAs, 6 diplexers
| North Canaan | Lower Road | Sprint | LCD | self-support lattice |  | 195 |  |  |  | install 5 kW fuel cell for emergency backup power | fuel cell
| North Canaan | Lower Road | Verizon | LCD | self-support lattice | 168 | 195 |  | replace 8 of 12 existing antennas with 2 cellular, 3 PCS, and 3 LTE antennas
| North Canaan | Lower Road | Sprint | LCD | self-support lattice | 155 | 195 |  | replace 6 existing CDMA antennas with 3 dual-band antennas |  | 4G/LTE upgrade
| North Canaan | Lower Road | AT&T | LCD | self-support lattice | 148 | 195 |  | add 3 multi-band antennas to 6 GSM/UMTS antennas |  | 4G/LTE upgrade
| North Canaan | Lower Road | Verizon | LCD | self-support lattice | 168 | 195 |  | replace 3 of 12 existing antennas with 3 LTE antennas
| North Canaan | Lower Road | AT&T | LCD | self-support lattice | 140 | 195 |  | replace 3 ant w/ 3 700/2100 MHz; add 3 RRHs
| North Canaan | Lower Road | Sprint | LCD | self-support lattice | 154 | 195 |  | install 3 2500 MHz antennas; add 6 RRHs
| North Canaan | Lower Road | T-Mobile | LCD | self-support lattice | 125 | 195 |  | install 1 11 GHz 2-ft dish antenna,4 700 MHz, 4 1900 MHz, 4 1900/2100 MHz antennas and 12 RRHs | 3 cabinets | tower share | propane generator | 7.5 kw
| North Canaan | Lower Road | AT&T | LCD | [6 empty] | 10' x 4' concrete pad for DG; Double walled fuel tank | diesel Generator | 30kW | no
| North Canaan | Lower Road | Verizon | LCD | self-support lattice | 168 | 195 |  | replace 6 antenna w 6 x 700/850/1900/2100 MHz antennas; add 6 rru's
| North Canaan | Lower Road | AT&T | LCD | self-support lattice | 140 | 195 |  | replace 3 antennas w 3 x700/850 MHz & install 3 x 700/850/1900 MHz antennas, replace 3 rrus & install 3 new rrus
Docket No. 118 | North Canaan | Route , Ashley Falls Road | DPS | DPS | self-support lattice | 116 | 120 | 680 | 1-8' dish, 4-2' reflect | 15x33 | Troop B
Docket No. 117 | North Haven | Washington Avenue | BAM | BAM | monopole | 120 | 120 | 40 | 2-13' whips, 6-11.5' |  | Alternate site
| North Haven | Washington Avenue | BAM | BAM | monopole | 122 | 120 | 40 | 15-AIP 9212 |  | Replace Antennas
| North Haven | Washington Avenue | BAM | BAM | monopole | 120 | 120 | 40 | GPS |  | Install GPS receive only
| North Haven | Washington Avenue | BAM | BAM | monopole | 120 | 120 | 40 | 12 ALP 9212 |  | Reconfigure antennas remove antenna/sector
| North Haven | Washington Avenue | BAM/Sprint | BAM | monopole | 104 | 120 | 40 | 9 panel DB980H90 + 1 gps @ 60' |  | 6 equipment cabinets
| North Haven | Washington Avenue | BAM | [7 empty] | Transfer of Certificate from BAM to Crown Atlantic Company, LLC
| North Haven | Washington Avenue | Verizon | BAM | monopole | 120 | 120 | 40 | replace 6 cellular with 6 PCS antennas
| North Haven | Washington Avenue | Sprint Nextel | Crown Castle | monopole | 117 | 120 | 40 | add 3 WiMAX antennas |  | install GPS antenna to equipment building
Petition No. 879 | North Haven | Washington Avenue | Pocket (now MetroPCS) | Crown Castle | monopole | 85 | 120 | 40 | flush mount 3 antennas |  | expand equipment compound 6' x 6'
| North Haven | Washington Avenue | Clearwire | Crown Castle | monopole | 105 | 120 | 40 | install 3 panel antennas and 3 microwave dishes
| North Haven | Washington Avenue | Verizon | Crown Castle | monopole | 117 | 120 | 40 | replace 12 existing antennas with 3 PCS, 6 cellular, and 3 700 MHz antennas
| North Haven | Washington Avenue | Sprint | Crown Castle | monopole | 105 | 120 | 40 | replace 6 CDMA antennas with 3 dual-band antennas for LTE
| North Haven | Washington Avenue | MetroPCS | Crown Castle | monopole |  | 120 | 40 |  |  | replace radio cabinet for LTE upgrade
| North Haven | Washington Avenue | Verizon | Crown Castle | monopole | 117 | 120 | 40 | replace 3 of 12 existing antennas with 3 LTE antennas
| North Haven | Washington Avenue | Verizon | Crown Castle | monopole | 117 | 120 | 40 | replace 3 of 12 existing antennas with 3 new 700 MHz antennas
| North Haven | Washington Avenue | Sprint | Crown Castle | monopole | 105 | 120 | 40 | add 3 new CDMA/LTE antennas to 3 existing antennas
| North Haven | Washington Avenue | Verizon | Crown Castle | monopole | 117 | 120 | 40 | replace 9 antennas w/ 3 700 MHz, 3 1900 MHz, 3 2100 MHz, add 6 RRHs
| North Haven | Washington Avenue | Sprint | Crown Castle | monopole | 106 | 120 | 40 | install 3 850/1900/2500 MHz antennas & 3 RRHs
| North Haven | Washington Avenue | Verizon | Crown Castle | monopole | 117 | 120 | 40 | replace 6 antennas w/ 3 700/2100 MHz and 3 850/1900 MHz antennas; remove 6 RRHs, add 12 RRHs
| North Haven | Washington Avenue | Sprint | [6 empty] | fiber termination | underground fiber conduit installation
| North Haven | Washington Avenue | Verizon | Crown Castle | monopole | 117 | 120 | 40 | install 3 x 3550 MHz antennas; remove 6 rrus & replace 9 rrus
| North Haven | Universal Drive | BAM | Candid Communications | monopole | 80 | 120 | 19 | 12 ALp-9011 panels & 1 gps |  | Approve Tower Sharing
| North Haven | Universal Drive | Sprint | Candid Communications | monopole | 100 | 120 | 30 | 12 panel | cabinet | GPS @ 75'; AT&T on tower @ 118'
| North Haven | Universal Drive | Verizon | Candid Communications | monopole | 80 | 120 | 19 | replace 6 cellular antennas with 6 PCS antennas
| North Haven | Universal Drive | Nextel | Candid Communications | monopole | 110 | 120 | 19 | add 12 panel antennas | 12x20
| North Haven | Universal Drive | T-Mobile | Candid Communications | monopole | 88 | 120 | 19 | install 9 panel antennas | pad
| North Haven | Universal Drive | Cingular | Candid Communications | monopole | 120 | 120 | 19 | replace existing antennas with 6 new antennas
| North Haven | Universal Drive | Sprint Nextel | Candid Communications | monopole | 110 | 120 | 19 | replace 3 existing antennas with 3 WiMAX antennas |  | install 1 WiMAX cabinet and add GPS antennas to equipment shelter
| North Haven | Universal Drive | T-Mobile | Candid Communications | monopole | 84 | 120 | 19 | add 3 antennas for UMTS
| North Haven | Universal Drive | Pocket (now MetroPCS) | Candid Communications | monopole | 75 | 120 | 19 | flush mount 3 antennas
| North Haven | Universal Drive | Sprint Nextel | Candid Communications | monopole | 98 | 120 | 19 | replace 3 of 6 antennas, add 2 TMAs
| North Haven | Universal Drive | AT&T | Crown Castle | monopole | 120 | 120 | 19 | add 3 LTE antennas to 3 existing GSM and 3 existing UMTS antennas
| North Haven | Universal Drive | Sprint | Crown Castle | monopole | 98 | 120 | 19 | replace 6 existing CDMA antennas with 3 quad pole antennas for LTE
| North Haven | Universal Drive | T-Mobile | Crown Castle | monopole | 84 | 120 | 19 | replace 3 existing GSM and 3 existing UMTS antennas with 3 GSM/UMTS quad pole antennas and 3 LTE quad pole antennas
| North Haven | Universal Drive | Sprint | Crown Castle | monopole | 98 | 120 | 19 | install 3 new LTE antennas
| North Haven | Universal Drive | T-Mobile | Crown Castle | monopole | 84 | 120 | 19 | install 3 700 MHz antennas
| North Haven | Universal Drive | AT&T | Crown Castle | monopole | top | 120 | 19 | replace 3 antennas with 3 1900 MHz antennas
| North Haven | Universal Drive | T-Mobile | Crown Castle | monopole | 84 | 120 | 19 | replace 3 ant w/ 3 1900/2100 MHz antennas
| North Haven | Universal Drive | AT&T | Crown Castle | monopole | 121 | 120 | 19 | replace 3 ant. w/ 3 700/1900 MHz; install 3 RRHs
| North Haven | Universal Drive | T-Mobile | Crown Castle | monopole | 84 | 120 | 19 | replace 3 ant. w/ 3 600/700 MHz; replace 3 RRHs
| North Haven | Universal Drive | AT&T | Crown Castle | monopole | 120 | 120 | 19 | replace 3 antennas w 6 x 700/850/1900/2100/2300 MHz antennas; add 6 rru's
| North Haven | Universal Drive | Verizon | Conrail | self-support lattice | 80 | 80 |  | install 12 antennas | 12x30
| North Haven | Universal Drive | Verizon | Conrail | self-support lattice | 80 | 80 |  | replace 6 existing cellular antennas with 6 PCS antennas
| North Haven | Universal Drive | Verizon | Conrail | self-support lattice | 80 | 80 |  | replace 6 remaining cellular antennas with 6 newer cellular antennas
| North Haven | Universal Drive | Verizon | Conrail | self-support lattice | 82 | 80 |  | replace 12 existing antennas with 6 cellular, 3 PCS, and 3 LTE antennas
| North Haven | Universal Drive | Verizon | Conrail | self-support lattice | 80 | 80 |  | replace 9 of 12 existing antennas with 3 cellular, 3 LTE and 3 AWS antennas
| North Haven | Universal Drive | Verizon | CSX Transportation | self-support lattice | 80 | 80 |  | replace 9 existing antennas w/ 2 700 MHz, 3 1900 MHz, 3 2100 MHz. 3 RRHs
| North Haven | Universal Drive | Verizon | New York Central Lines LLC | self-support lattice | 80 | 80 |  | replace 6 antennas w/ 3 700/2100 MHz & 3 850/1900 MHz antennas; add 6 RRHs
| North Haven | Washington Avenue | SCLP | Candid Communications LLC | monopole | 120 | 120 |  | 12-4' panels | 12x26
| North Haven | Washington Avenue | XM Satellite Radio | Candid Communications LLC | monopole | 110 | 120 |  | 64" Whip Antenna | 10x12 | Extended fenced area. 26" satellite dish on ice bridge at 13'
| North Haven | Washington Avenue | SNET/Cingular | Candid Communications LLC | monopole | 126 | 120 |  | replace existing antennas with 9 CSS DUO4-8670, 6 tower mount amplifiers
| North Haven | Washington Avenue | AT&T | Candid Communications LLC | monopole |  | 120 |  | replace one antenna per sector for E911
| North Haven | Washington Avenue | Cingular | Candid Communications LLC | monopole | 121 | 120 |  | replace existing antennas with 6 new antennas |  | use existing shelter
| North Haven | Washington Avenue | AT&T | Candid Communications LLC | monopole | 110 | 120 |  | remove existing antennas - no longer in use
| North Haven | Washington Avenue | T-Mobile | Candid Communications LLC | monopole | 110 | 120 |  | install 9 panel antennas |  | install 2 BTS cabinets and 1 PPC cabinet
| North Haven | Washington Avenue | AT&T | Candid Communications LLC | monopole | 123 | 120 |  | add 3 LTE antennas to 3 GSM and 3 UMTS antennas
| North Haven | Washington Avenue | T-Mobile | Global Tower Partners | monopole | 109 | 120 |  | replace 6 existing antennas with 3 multi-band and 3 LTE antennas |  | 4G/LTE upgrade
| North Haven | Washington Avenue | American Tower | American Tower | monopole |  | 120 |  |  |  | install 80 kW diesel generator for backup power | diesel generator
| North Haven | Washington Avenue | AT&T | Candid Communications | monopole | 118 | 120 |  | install 3 RRHs previously approved but never installed
| North Haven | Washington Avenue | T-Mobile | American Tower Corporation | monopole | 109 | 122 |  | install 3 700 MHz antennas
| North Haven | Washington Avenue | AT&T | American Tower Corporation | monopole | top | 120 |  | replace 3 antennas with 3 850/2300 MHz antennas
| North Haven | Washington Avenue | AT&T | American Tower Corporation | monopole | 120 | 120 |  | replace 3 ant w/ 3 850/1900 MHz ant; replace 3 RRHs
| North Haven | Washington Avenue | AT&T | American Tower | monopole | 120 | 120 |  | install 3 RRHs
Docket No. 44 | North Haven | Dwight Street | SNET Cellular | SNET Cellular | monopole | 150 | 150 | 22 | (4-6)-whips | 20x24
| North Haven | Dwight Street | SNET/SCLP | SNET/SCLP | monopole | [5 empty] | Transfer of Certificate from SNET to Springwich Cellular Limited Partnership
| North Haven | Dwight Street | SNET/SCLP | SNET/SCLP | monopole |  | 150 | 22 |  |  | change from 13' omni to Directional panel antennas , Approx. 4'ional
| North Haven | Dwight Street | BAM | SNET/SCLP | monopole | 135 | 150 | 22 | 12-panels, Allgon 7130.16 |  | 1-GPS, Share exist. Equip. bldg.
| North Haven | Dwight Street | Cingular | American Tower Communications | monopole | 153 | 150 | 22 | replace existing with 10 CSS DUO1417-8686-4-0, 6 tower mount amplifiers
| North Haven | Dwight Street | Cingular | American Tower Communications | monopole | 153 | 150 | 22 | add only 6 replacment antennas rather than 10 |  | revision to 10/7/02 approval
| North Haven | Dwight Street | Verizon | American Tower Communications | monopole | 140 | 150 | 22 | replace 6 cellular antennas with 6 PCS antennas
| North Haven | Dwight Street | Cingular | American Tower Communications | monopole | 153 | 150 | 22 | replace existing antennas with 6 new antennas
| North Haven | Dwight Street | Verizon | American Tower | monopole | 108 | 150 | 22 | replace 6 existing with 6 new cellular antennas
| North Haven | Dwight Street | Cingular | American Tower | monopole | 153 | 150 | 22 | remove 9 existing antennas, 6 TMAs, 3 diplexers; replace with 6 new antennas, 6 TMAs, 6 diplexers
| North Haven | Dwight Street | Clearwire | American Tower | monopole | 146 | 150 | 22 | install 3 panel antennas, 3 TMAs, 2 microwave dishes
| North Haven | Dwight Street | Verizon | American Tower | monopole | 108 | 150 | 22 | replace 6 PCS antennas with 3 new PCS and 3 700 MHz antennas
| North Haven | Dwight Street | AT&T | American Tower | monopole | 151 | 150 | 22 | add 3 LTE antennas to 3 existing GSM and 3 existing UMTS antennas
| North Haven | Dwight Street | Verizon | American Tower | monopole | 108 | 150 | 22 | replace 2 of 12 existing antennas with 2 new cellular antennas
| North Haven | Dwight Street | Verizon | American Tower | monopole | 108 | 150 | 22 | replace 12 existing antennas with 3 new 850 MHz, 3 new 700 MHz, 3 new 1900 MHz, and 3 new 2100 MHz antennas
| North Haven | Dwight Street | AT&T | American Tower | monopole | 150 | 150 | 22 | replace platform & install 9 antennas, 15 RRHs
| North Haven | Dwight Street | Verizon | American Tower | monopole | 108 | 150 | 22 | replace 6 antennas w/ 3 700/2100 MHz and 3 850/1900 MHz antennas; add 12 RRHs
| North Haven | Dwight Street | AT&T | American Tower | monopole | 150 | 150 | 22 | replace 3 antennas with 3 x 700/2300 MHz antennas and install 3 RRhs |  | replace 3 TMA and remove 3 TMA
| North Haven | Dwight Street | Sprint | American Tower | monopole | 142 | 150 | 22 | replace 3 antennas w 3x850/1900MHz antennas and install 3 x 2500MHz antennas
| North Haven | Dwight Street | Sprint | American Tower | monopole | 142 | 150 | 22 |  | install fiber and conduit | install one Network Interface Device (NID) and two junction boxes on a newly proposed H-Frame
| North Haven | Dwight Street | Omni | American Tower Communications | monopole | 130 | 150 |  | 3-antennas | 10x8 pad | 2-EMS RR65-1802DP, 1-EMS RR90-1702DP
| North Haven | Dwight Street | ATT Wireless | American Tower Communications | monopole | 140 | 150 |  | 12-panels | 8.5x14 pad | cabinets
| North Haven | Dwight Street | ATT Wireless | American Tower Communications | monopole |  | 150 |  |  | pad | add 1 equipment cabinet and expand concrete pad 8.5x2.5 to accommodate new cabinet
| North Haven | Dwight Street | T-Mobile | Nextel | monopole | 130 | 150 |  | E911 upgrade
| North Haven | Dwight Street | AT&T | Nextel | monopole |  | 150 |  | add GPS antenna for E911
| North Haven | Dwight Street | Cingular/AT&T | Nextel | monopole | 140 | 150 |  | decommission AT&T antennas
| North Haven | Dwight Street | Sprint/Nextel | American Tower | monopole | 150 | 150 |  | install 2 microwave dishes
| North Haven | Dwight Street | Pocket (now MetroPCS) | American Tower | monopole | 120 | 150 |  | flush mount 3 antennas
| North Haven | Dwight Street | T-Mobile | American Tower | monopole | 130 | 150 |  | replace 3 existing antennas with 6 new antennas |  | UMTS upgrade
| North Haven | Dwight Street | Clearwire | American Tower | monopole | 140 | 150 |  | install 2 microwave dishes
| North Haven | Dwight Street | MetroPCS | American Tower | monopole |  | 150 |  |  |  | replace radio cabinet for LTE upgrade
| North Haven | Dwight Street | T-Mobile | American Tower | monopole | 125 | 150 |  | replace 6 antennas with 6 dual-band antennas |  | 4G/LTE upgrade
| North Haven | Dwight Street | T-Mobile | American Tower Corporation | monopole | 130 | 150 |  | install 3 700 MHz antennas
| North Haven | Dwight Street | T-Mobile | American Tower Corporation | monopole | 130 | 150 |  | replace 3 antennas w 3 x 600/700 MHz antennas; replace 3 rru's
| North Haven | Sackett Point Road | T-Mobile | T-Mobile USA | monopole | 53 | 56 |  | replace existing canister mount that contains 3 antennas with new canister with 3 new antennas |  | UMTS upgrade
Docket No. 384 | North Haven | Devine Street | Pocket (now MetroPCS) | Phoenix | monopole | 117 | 120 | 7.87 | install three flush mounted antennas | pad
| North Haven | Devine Street |  | Florida Tower Partners | monopole |  | 120 | 7.87 |  |  | Transfer of Certificate from Phoenix Partnership, LLC to Florida Tower Partners, LLC
| North Haven | Devine Street | MetroPCS | Florida Tower Partners | monopole | 117 | 120 | 7.87 | install 6 antennas - MetroPCS is successor to Pocket so will put antennas on Pocket's slot
| North Haven | Devine Street | MetroPCS | Florida Tower Partners | monopole |  | 120 | 7.87 |  |  | replace radio cabinet for LTE upgrade
| North Haven | Devine Street | AT&T | Florida Tower Partners | monopole | 107 | 120 | 7.87 | install 12 antennas on low profile platform | 11x16 |  | diesel generator
Petition No. 1089 | North Haven | Devine Street | Verizon | Florida Tower Partners | monopole | 130 | 130 | 7.87 | install 12 antennas on low profile platform | 12x30 | extend tower by 10 feet for Verizon's antennas | propane generator
| North Haven | Devine Street | AT&T | Florida Tower Partners | monopole | 107 | 120 | 7.87 | install 12 different antennas from ones previously approved
| North Haven | Devine Street | MetroPCS/T-Mobile | Florida Tower Partners | monopole | 117 | 120 | 7.87 | replace 3 CDMA antennas with 6 new dual band antennas
| North Haven | Devine Street | T-Mobile | Florida Tower Partners | monopole | 117 | 120 | 7.87 | add 3 new antennas to 6 existing antennas
| North Haven | Devine Street |  | American Towers LLC | monopole |  | 120 | 7.87 |  |  | Transfer of Certificate from Florida Tower Partners, LLC to American Tower Corporation
| North Haven | Devine Street | Verizon | American Tower Corporation | monopole | 130 | 130 | 7.87 | replace 6 ant/ w/ 3 700/1900 <Hz ant, 3 2100 MHz ant; add 9 RRHs
| North Haven | Devine Street | AT&T | American Tower | monopole | 107 | 130 | 7.87 | Replace 6 RRHs
| North Haven | Devine Street | Verizon | American Tower | monopole | 129 | 130 | 7.87 | replace 6 antennas w/ 6 700/850/1900/2100 MHz antennas; add 9 RRHs
| North Haven | Devine Street | T-Mobile | American Tower | monopole | 119 | 130 | 7.87 | replace 6 antennas w 3x600/700Mhz & 3x1900/2100MHz antennas; add 3 x rru's
| North Haven | Devine Street | AT&T | American Tower | monopole | 107 | 130 | 7.87 | replace 3 antennas w 3 x 700/850/1900/2100 MHz antennas; add 3 rru's
| North Haven | Devine Street | ATC | American Tower | [5 empty] | install 80kW generator | install DG on 6' x 8' concrete pad
Docket No. 227 | North Haven | Stoddard Avenue | AT&T | Stoddard Ave, Inc. | monopole | 178 | 180 | 12 |  | conc. Pad | facility never built - certificate expired
Docket No. 227 | North Haven | Stoddard Avenue | Nextel | Stoddard Ave, Inc. | monopole | 160 | 180 | 12 |  | 12x20 | facility never built - certificate expired
Petition No. 737 | North Haven | Clintonville Road (# B) | Cingular | CL&P | utility pole | 100 | 100 | 92 | 6 panel antennas | 12x20 | replace existing 65.6' wood transmission pole with 100' pole
Docket No. 91 | North Stonington | Wintechog Hill Road | SCLP | Gerald Goguen | self-support lattice |  | 250 | 450 |  |  | added message alert service antenna
| North Stonington | Wintechog Hill Road | SNET Cellular | Gerald Goguen | self-support lattice | [5 empty] | Transfer of Certificate from SNET to Springwich Cellular Limited partnership
| North Stonington | Wintechog Hill Road | SNET Cellular | Gerald Goguen | self-support lattice | 163.6 | 250 | 450 | 6-12' whips | 22x24 | existing tower
| North Stonington | Wintechog Hill Road | SCLP | Gerald Goguen | self-support lattice | 135 & 165 | 250 | 450
| North Stonington | Wintechog Hill Road | SCLP | Gerald Goguen | self-support lattice | 150 & 180 | 250 | 450 | relocation of ant. from 135 & 165 levels
| North Stonington | Wintechog Hill Road | Omni | American Tower Systems | self-support lattice | 120.5 | 250 | 450 | 6-panels |  | 6-Celwave APN 189015-2t0
| North Stonington | Wintechog Hill Road | Nextel | American Tower Management, Inc | self-support lattice | 210 | 250 |  | 12-panel antennas | 10'x20'
| North Stonington | Wintechog Hill Road | VoiceStream | American Tower Co. | self-support lattice | 228 | 250 |  | 12 panel antennae | cabinets | Replace 6 antennas with 12 new ones
| North Stonington | Wintechog Hill Road | AT&T Wireless | American Tower Management, Inc | self-support lattice | 140 | 250 |  | add 6 7250.02 panel antennas |  | 2 new, 2 future equipment cabinets on 5x3 concrete padd
| North Stonington | Wintechog Hill Road | T-Mobile | American Tower Management, Inc | self-support lattice | 120.5 | 250 |  | E911 upgrade
| North Stonington | Wintechog Hill Road | Cingular | Gerald Goguen | self-support lattice | 172 | 250 | 450 | replace existing with 9 CSS DUO1417-4-0, 6 tower mount amplifiers, 3 diplexers
| North Stonington | Wintechog Hill Road | Cingular/AT&T | Gerald Goguen | self-support lattice | 140 | 250 | 450 | decommission AT&T antennas
| North Stonington | Wintechog Hill Road | Cingular | Gerald Goguen | self-support lattice | 172 | 250 | 450 | replace 10 existing antennas, 6 TMAs, and 3 combiners with 6 new antennas, 6 TMAs, and 6 diplexers
| North Stonington | Wintechog Hill Road | MetroPCS | Gerald Goguen | self-support lattice | 155 | 250 | 450 | install 6 panel antennas
| North Stonington | Wintechog Hill Road | AT&T | American Tower | self-support lattice | 175 | 250 | 450 | add 3 multi-band antennas to 6 GSM/UMTS antennas |  | 4G/LTE upgrade
| North Stonington | Wintechog Hill Road | (American Tower) | American Tower | self-support lattice |  | 250 | 450 |  |  | American Tower to install diesel generator for back up power capability | diesel generator |  | shared
| North Stonington | Wintechog Hill Road | T-Mobile | American Tower | self-support lattice | 225 | 250 | 450 | replace 3 GSM antennas with 3 UMTS and 3 LTE antennas
| North Stonington | Wintechog Hill Road | T-Mobile | American Tower | self-support lattice | 225 | 250 | 450 | install 3 new antennas & 3 RRHs
| North Stonington | Wintechog Hill Road | Sprint | American Tower | self-support lattice | 249 | 250 | 450 | replace 6 antennas w 3x2500MHz &3x850/1900MHz antennas; add 3 rru's,
| North Stonington | Wintechog Hill Road | Sprint | American Tower | self-support lattice | 246 | 250 | 450 | replace 3 antennas w 3 x 850/1900/2500MHz antennas; add 6 RRU's
| North Stonington | Wintechog Hill Road | T-Mobile | American Tower | self-support lattice | 225 | 250 | 450 | relocate 6 antennas & replace 3 antennas w 3 x 600/700 MHz antennas; replace 3 rru's
| North Stonington | Norwich Westerly Road | AT&T Wireless | SBA | monopole | 107 | 150 |  | 6 Allgon 7250 panel antennas |  | 2 new, 2 future equipment cabinets on existing monopole foundation
| North Stonington | Norwich Westerly Road | T-Mobile | SBA | monopole | 147.5 | 150 |  | add 6 EMS-RR90-17-02DP antennas to 3 existing antennas |  | add 3 Nortel S8000 cabinets
| North Stonington | Norwich Westerly Road | Verizon | SBA | monopole | 137 | 150 |  | install 12 panel antennas | 12x30
| North Stonington | Norwich Westerly Road | EMF Broadcasting | SBA | monopole | 92 | 150 |  | install educational media FM dipole antenna; install 6' diameter dish antenna | 6x6
| North Stonington | Norwich Westerly Road | Verizon | SBA | monopole | 137 | 150 |  |  |  | install 2 tower mounted amplifiers
| North Stonington | Norwich Westerly Road | Cingular | SBA | monopole | 107 | 150 |  | remove 3 existing antennas; install 6 new antennas, 6 TMAs, and 6 diplexers
| North Stonington | Norwich Westerly Road | Verizon | SBA | monopole | 137 | 150 |  | replace 12 existing antennas with 6 cellular, 3 PCS, and 3 LTE antennas |  | also install 6 diplexers
| North Stonington | Norwich Westerly Road | AT&T | SBA | monopole | 107 | 150 |  | add 3 multi-band antennas to 6 GSM/UMTS antennas |  | 4G/LTE upgrade
| North Stonington | Norwich Westerly Road | Sprint | SBA | monopole |  | 150 |  | install 1 fiber distribution box; install 3 RRHs on ground; replace 2 equipment cabinets |  | 4G/LTE upgrade
| North Stonington | Norwich Westerly Road | T-Mobile | SBA | monopole | 147 | 150 |  | replace 6 exisitng GSM antennas with 3 GSM/UMTS and 3 LTE antennas |  | 4G/LTE upgrade
| North Stonington | Norwich Westerly Road | T-Mobile | SBA | monopole | 147 | 150 |  | add 3 new 700 MHz ant; add 3 RRHs
| North Stonington | Norwich Westerly Road | Sprint | SBA | monopole | 117, 120 | 150 |  | replace 6 antennas w 3 x 850/1900 MHz(117ft) and 3 x 2500 MHz(120ft) ; add 12 RRU's
| North Stonington | Norwich Westerly Road | T-Mobile | SBA | monopole | 147 | 150 |  | replace 3 antennas & 3 rru's
| North Stonington | Norwich Westerly Road | AT&T | SBA | monopole | 107 | 150 |  | replace 6 antennas w 3x700/1900 MHz & 3x 700/850/2100/5G 850 Mhz antennas; replace 3 rrus & install 6 new rrus
| North Stonington | Boom Bridge Road | SNET/SCLP | Wireless Sol. | guyed-lattice | 175-180 | 180 |  | add 9 directionals | 12x16 | tower sharing with Wireless Solutions
| North Stonington | Boom Bridge Road | AT&T Wireless | Wireless Sol. | guyed-lattice | 110 | 180 |  | add 3 Allgon 7250.02 panel antennas |  | 2 new, 2 future equipment cabinets on concrete pad
| North Stonington | Boom Bridge Road | Cingular | Wireless Sol. | guyed-lattice | 180 | 180 |  | replace existing antennas with 6 CSS DUO1417-8686-4-0, 4 tower mount amplifiers
| North Stonington | Boom Bridge Road | Verizon | Wireless Sol. | guyed-lattice | 136 | 180 |  | replace existing antennas with 12 DB844H90 panel antennas
| North Stonington | Boom Bridge Road | Verizon | Wireless Sol. | guyed-lattice | 136 | 180 |  | replace 6 existing cellular antennas with 6 new PCS antennas
| North Stonington | Boom Bridge Road | AT&T | Wireless Sol. | guyed-lattice | 110 | 180 |  | removed AT&T antennas
| North Stonington | Boom Bridge Road | Cingular | Wireless Sol. | guyed-lattice | 180 | 180 |  | replace existing antennas with new ones |  | add tower mount amplifiers and diplexers
| North Stonington | Boom Bridge Road | MetroPCS | Wireless Sol. | guyed-lattice | 110 | 180 |  | install 6 panel antennas
| North Stonington | Boom Bridge Road | T-Mobile | Wireless Sol. | guyed-lattice | 117 | 180 |  | replace 3 GSM antennas with 3 GSM/UMTS antennas
| North Stonington | Boom Bridge Road | Verizon | Wireless Sol. | guyed-lattice | 136 | 180 |  | replace 12 existing antennas with 6 cellular, 3 PCS, and 3 LTE antennas
| North Stonington | Boom Bridge Road | AT&T | Wireless Sol. | guyed-lattice | 180 | 180 |  | remove 10 of 14 antennas; install 3 new multi-band antennas for LTE, 2 new multi-band antennas for GSM
| North Stonington | Boom Bridge Road | T-Mobile | Wireless Sol. | guyed-lattice | 120 | 180 |  | replace 3 existing antennas with 6 new 4G antennas |  | 4G/LTE upgrade
| North Stonington | Boom Bridge Road | T-Mobile | Wireless Sol. | guyed-lattice | 120 | 180 |  | replace 3 antennas w/ 3 LTE antennas
| North Stonington | Boom Bridge Road | Sprint | Wireless Sol. | guyed-lattice | 152 | 180 |  | replace 3 antennas w/ 3 850/1900/2500 MHz antennas, 6 RRHs
| North Stonington | Boom Bridge Road | Sprint | Wireless Sol. | guyed-lattice | 152 | 180 |  | replace 6 w 3 x 850/1900MHz & 3 x 2500MHz antennas; add 12RRH
| North Stonington | Boom Bridge Road | AT&T | Wireless Sol. | guyed-lattice | 180 | 180 |  | replace 3 antennas w 3 x 700/850/1900 MHz antennas; & add 3 rru's | add 5 rru's
| North Stonington | Boom Bridge Road | Verizon | Wireless Sol. | guyed-lattice | 136 | 180 |  | relocate 6 antennas & replace 6 antennas w 3 x 700/2100 MHz & 3 x 850/1900 MHz antennas; install 6 rru's |  | replace existing antenna mount with three new sector frame antenna mounts
Docket No. 214 | North Stonington | F Clarks Falls Road | Sprint | Sprint Spectrum | monopole | 150 | 150 | 234 | 12 panel antennae | 8.5x20 pad | 100x100 lease area, 50x50 fenced in compound,
| North Stonington | F Clarks Falls Road | Sprint | Crown Castle | monopole |  | 150 | 234 |  |  | install 1 RRH cabinet and 1 fiber junction box
| North Stonington | F Clarks Falls Road | Verizon | Crown Castle | monopole | 140 | 150 | 234 | install 6 LTE and 6 AWS antennas | 12x30
| North Stonington | F Clarks Falls Road | Sprint | Crown Castle | monopole | 150 | 150 | 234 | replace 6 antennas w 3x 850/1900 MHz & 3x 2500MHz antennas; add 12 rru's
Docket No. 420 | North Stonington | B Cossaduck Hill Road | AT&T | SBA | monopole | 187 | 190 | 444 | install up to 12 antennas | 12x20 |  | diesel generator | 210-gallon/48-hour capacity
| North Stonington | B Cossaduck Hill Road | Verizon | SBA | monopole | 178 | 190 | 444 | install 6 LTE and 6 AWS antennas | 12x30
| North Stonington | Routes & I- | SCLP | James Romanella & Sons | guyed-lattice | 95 | 100 | 63 | add 4-4' panels |  | Tower sharing new tower replacement
Petition No. 51 | North Stonington | Wintechog Road | Coastal Cable TV |  | guyed-lattice | 250 | 350 |  | 1-8' dish
| North Stonington | Wintechog Road | BAM | Storer Comm. | guyed-lattice | 185 | 350 | 432 | 4-whips, PD 10017 at 185 |  | 1 dish at 120
| North Stonington | Wintechog Road | BAM | Storer Comm. | guyed-lattice |  | 350 | 432 |  | 22x51 | relocate equipment w/in area
| North Stonington | Wintechog Road | Verizon | Storer Comm. | guyed-lattice | 192 | 350 | 432 | replace 6 cellular with 6 PCS antennas
| North Stonington | Wintechog Road | Verizon | Storer Comm. | guyed-lattice | 184 | 350 | 450 | replace 12 antennas @ 184' with 3 cellular and 3 PCS antennas @ 174' and 3 PCS and 3 LTE antennas @ 184'
| North Stonington | Wintechog Road | Verizon | IWG Towers Assets I | guyed-lattice | 184 | 350 | 450 | replace 6 antennas w/ 3 700 MHz & 3 2100 MHz antennas; add 6 RRHs
Petition No. 305 | Norwalk | Filbert Road | BAM | 1st Taxing District, City of Norwalk | water tank | 119 | 130 |  | 6 panel ant | 500 sqft
| Norwalk | Filbert Road | Verizon | 1st Taxing District, City of Norwalk | water tank | 114 | 130 |  | replace 6 of 12 existing cellular antennas with 6 PCS antennas
| Norwalk | Filbert Road | Verizon | 1st Taxing District, City of Norwalk | water tank | 114 | 130 |  | replace 6 existing cellular antennas with 6 new PCS antennas
| Norwalk | Filbert Road | Verizon | 1st Taxing District, City of Norwalk | water tank | 107, 114 | 130 |  | replace 12 existing antennas with 6 new cellular antennas @ 107' and 6 new PCS antennas @ 114'
| Norwalk | Filbert Road | Verizon | 1st Taxing District, City of Norwalk | water tank | 107, 114 | 130 |  | replace 12 existing antennas with 6 new cellular antennas, 3 new PCS antennas and 3 new LTE antennas
| Norwalk | Filbert Road | Verizon | 1st Taxing District, City of Norwalk | water tank | 103, 111 | 130 |  | replace 3 of 6 antennas with 3 new cellular antennas at 103' and 3 of 6 antennas with 3 new AWS antennas at 111'
| Norwalk | Filbert Road | Verizon | 1st Taxing District, City of Norwalk | water tank | 103, 111 | 130 |  | replace 9 antennas w/ 3 700 MHz, 3 1900 MHz, 2100 MHz, & 3 RRHs
| Norwalk | Willard Road | SCLP | SNET | self-support lattice | 350 | 350 | 65 | added 6 antennas
| Norwalk | Willard Road | SCLP | SNET | self-support lattice | 65 | 350 | 65 |  |  | add paging service antenna
| Norwalk | Willard Road | SCLP | SNET | self-support lattice | 338 | 350 | 65 | antenna change |  | changed antennas from 13' omni to Directional panel antennas , Approx. 4'ional
| Norwalk | Willard Road | Sprint | SNET | self-support lattice | 240 | 350 | 65
| Norwalk | Willard Road | SNET/Destineer Skytel | SNET | self-support lattice | 370 & 200 | 350 | 65 | 1-9' omni & 1-10' omni |  | add .75 m rec. only sattelite dish & gps antenna on roof of shelter
| Norwalk | Willard Road | SCLP/Pagenet | SNET | self-support lattice | 350 | 350 | 65 | 4-whips, 1-1.2 meter dish |  | whips-(Antel BCD-87066-90, !.2 m dish is GPS
| Norwalk | Willard Road | SNET/SCLP/RAM | SNET/SCLP | self-support lattice | 355 | 350 | 65 | 1-11'omni |  | Cingular Interactive USA antenna
| Norwalk | Willard Road | OMNI | SNET | self-support lattice | 195 | 350 | 65 | 6 panel style randomes |  | 6-EMS RR 90-17-00DP
| Norwalk | Willard Road | Omni | SNET | self-support lattice | 262 | 350 | 65 |  |  | Move omni antennas from 200 to 262 AGL
| Norwalk | Willard Road | ARDIS, American Mobile | SNET | self-support lattice | 354.5 | 350 | 65 | 2-whip antennas, Sinclair SLR 420 NHD |  | Share existing Equip. Bldg.
| Norwalk | Willard Road | SNET/AT&T Wireless | SNET | self-support lattice | 227.25 | 350 | 65 | 12-Allgon 7184 panel antennas |  | Remove four nicrowave dish antennas
| Norwalk | Willard Road | XM Satellite | SNET | self-support lattice | 350(ant);50(dish) | 350 |  | 3 panel antennas; 26' dish
| Norwalk | Willard Road | AT&T Wireless | SNET | self-support lattice |  | 350 |  |  | cabinet | install new cabinet, expand pad
| Norwalk | Willard Road | Cingular | SNET | self-support lattice | 338 | 350 | 65 | upgrade for GSM service
| Norwalk | Willard Road | T-Mobile | SNET | self-support lattice | 262 | 350 | 65 | E911 upgrade
| Norwalk | Willard Road | AT&T Wireless | SNET | self-support lattice |  | 350 | 65 | add GPS antenna for E911
| Norwalk | Willard Road | Greater Norwalk Amateur Radio Club | SNET | self-support lattice | 350 | 350 | 65 | one whip
| Norwalk | Willard Road | WSHU-AM | SBC | self-support lattice |  | 350 | 65 | AM skirt antenna | 9x20
| Norwalk | Willard Road | New Cingular | RCC Consultants | self-support lattice | 347 | 350 | 65 | remove 9 existing antennas; replace with 6 dual band antennas | 19x28
| Norwalk | Willard Road | AT&T | RCC Consultants | self-support lattice | 120 | 350 | 65 | remove existing antennas - no longer in use
| Norwalk | Willard Road | MetroPCS | RCC Consultants | self-support lattice | 230 | 350 | 65 | Install 6 panel antennas | pad
| Norwalk | Willard Road | MediaFLO | RCC Consultants | self-support lattice | 294 | 350 | 65 | install 1 12' pylon antenna; install 1 satellite dish @ 50' | 10x11 | install one satellite dish on shelter
| Norwalk | Willard Road | T-Mobile | RCC Consultants | self-support lattice | 262 | 350 | 65 | add 3 new antennas and 6 TMAs to 3 existing antennas and 6 TMAs |  | UMTS upgrade
| Norwalk | Willard Road | MetroPCS | RCC Consultants | self-support lattice |  | 350 | 65 |  |  | install fuel cell for back up power | fuel cell backup
| Norwalk | Willard Road | Clearwire | RCC Consultants | self-support lattice | 150 | 350 | 65 | install 3 WiMAX antennas @ 150' and 3 microwave dishes @ 355'
| Norwalk | Willard Road | AT&T | AT&T | self-support lattice | 347 | 350 | 65 | add 3 LTE antennas to 6 existing antennas
| Norwalk | Willard Road | T-Mobile | AT&T | self-support lattice | 262 | 350 | 65 | replace 6 dual-band antennas with 6 multi-band antennas
| Norwalk | Willard Road | Sprint | AT&T | self-support lattice | 244 | 350 | 65 | replace 6 existing CDMA antennas with 3 quad pole antennas for LTE
| Norwalk | Willard Road | Sirius XM Radio | AT&T | self-support lattice |  | 350 | 65 | install one 1.8 meter diameter dish on a ground mount 5' above grade |  | add one equipment cabinent inside existing shelter
| Norwalk | Willard Road | AT&T | Frontier Communications | self-support lattice | 347 | 350 | 65 | replace 3 antennas w/ 3 850/2300 MHz antennas; add 3 RRHs
| Norwalk | Willard Road | AT&T | Frontier Communications | self-support lattice | 347 | 350 | 65 | replace 3 a ntennas w 3 x 700/1900 MHz antnennas; add 3 rru's
| Norwalk | Willard Road | T-Mobile | Frontier Communications | self-support lattice | 262 | 350 | 65 | replace 3 ant w/ 3 1900/2100 MHz, add 3 700 MHz; add 3 RRUs
| Norwalk | Willard Road | Sprint | Fuller Development | self-support lattice | 240 | 350 | 65 | install 3x850/1900 MHz antennas; add 1 cable
| Norwalk | Willard Road | AT&T | Fuller Development | self-support lattice | 350 | 350 | 65 | replace 3 antennas w 3 x 700/1900 MHz antennas; replace 3 rru's and add 6 rru's
| Norwalk | Willard Road | T-Mobile | Frontier Communications | self-support lattice | 262 | 350 | 65 | replace 6 antennas w 3x 2100 MHz & 3 x 600/700/2100 MHz antennas
Petition No. 284 | Norwalk | / West Rocks Road | BAM | 1st Taxing District, City of Norwalk | water tank | 95 | 95 |  | 6-panels, 2-whips | 14x40 | water tank
| Norwalk | / West Rocks Road | BAM | 1st Taxing District, City of Norwalk | water tank | 83 | 95 |  | 15-ALP-9212 |  | Replace Antennas, Water tank
| Norwalk | / West Rocks Road | SNET/SCLP | 1st Taxing District, City of Norwalk | water tank | 70 | 95 |  | add 9 antennas | 12x16 | antennas added to water tank catwalk
| Norwalk | / West Rocks Road | AT&T Wireless | 1st Taxing District, City of Norwalk | water tank | 127.6 | 115 | 224 | 12 ALLGON 7184.4 antennas | 12x20
| Norwalk | / West Rocks Road | Nextel | 1st Taxing District, City of Norwalk | water tank | 117.6 | 115 | 224 | 12 Swedcom ALP -E 9011 antennas | 10x20
| Norwalk | / West Rocks Road | AT&T Wireless | 1st Taxing District, City of Norwalk | water tank | [5 empty] | install new equipment within existing shelter
| Norwalk | / West Rocks Road | Cingular | 1st Taxing District, City of Norwalk | water tank | 70 | 115 | 224 | upgrade for GSM service
| Norwalk | / West Rocks Road | AT&T Wireless | 1st Taxing District, City of Norwalk | water tank |  | 115 | 224 | add GPS antenna for E911
| Norwalk | / West Rocks Road | Verizon | 1st Taxing District, City of Norwalk | water tank | 120 | 115 | 224 | replace 6 of 12 cellular antennas with 6 PCS antennas
| Norwalk | / West Rocks Road | New Cingular | 1st Taxing District, City of Norwalk | water tank | 87 | 115 | 224 | replace 9 single band antennas with 6 dual band antennas
| Norwalk | / West Rocks Road | Verizon | 1st Taxing District, City of Norwalk | water tank | 120 | 115 | 224 | replace 6 existing cellular antennas with 6 new PCS antennas
| Norwalk | / West Rocks Road | Cingular/AT&T | 1st Taxing District, City of Norwalk | water tank | 127 | 115 | 224 | remove all AT&T antennas
| Norwalk | / West Rocks Road | Sprint Nextel | 1st Taxing District, City of Norwalk | water tank | 117.5 | 115 | 224 | remove 9 existing iDEN antennas; install 3 WiMAX antennas and 6 new iDEN antennas |  | install GPS antenna @ 60'
| Norwalk | / West Rocks Road | Verizon | 1st Taxing District, City of Norwalk | water tank | 94 | 115 | 224 | replace 3 existing antennas with 3 new ones
| Norwalk | / West Rocks Road | Verizon | 1st Taxing District, City of Norwalk | water tank | 94 | 115 | 224 | replace 6 existing PCS antennas with 6 new PCS and 3 700 MHz antennas
| Norwalk | / West Rocks Road | Clearwire | 1st Taxing District, City of Norwalk | water tank | 112 | 115 | 224 | replace 6 existing iDEN antennas with 6 new ones; 3 existing WiMAX antennas with 3 new ones; add 9 remore radio heads
| Norwalk | / West Rocks Road | Sprint | 1st Taxing District, City of Norwalk | water tank | 107 | 115 | 224 | replace 3 of 6 antennas; install 2 TMAs
| Norwalk | / West Rocks Road | T-Mobile | 1st Taxing District, City of Norwalk | water tank | 91, 108 | 115 | 224 | replace 3 antennas with 3 new antennas
| Norwalk | / West Rocks Road | AT&T | 1st Taxing District, City of Norwalk | water tank | 110 | 115 | 224 | add 3 LTE antennas to 6 existing antennas
| Norwalk | / West Rocks Road | T-Mobile | 1st Taxing District, City of Norwalk | water tank | 92, 108 | 115 | 224 | LTE upgrade - replace 6 existing antennas with 6 new antennas
| Norwalk | / West Rocks Road | Sprint | 1st Taxing District, City of Norwalk | water tank | 106 | 115 | 224 | replace 6 CDMA antennas with 3 dual-band antennas |  | 4G/LTE upgrade
| Norwalk | / West Rocks Road | Verizon | 1st Taxing District, City of Norwalk | water tank | 94 | 115 | 224 | replace 6 of 12 antennas with 3 cellular and 3 AWS antennas
| Norwalk | / West Rocks Road | AT&T | 1st Taxing District, City of Norwalk | water tank |  | 115 | 224 |  |  | install 50 kW diesel generator for backup power | diesel generator
| Norwalk | / West Rocks Road | Verizon | 1st Taxing District, City of Norwalk | water tank | 94 | 115 | 224 | replace 9 antennas w/ 3 700 MHz, 3 1900 MHz, 3 2100 MHz. add 3 RRHs
| Norwalk | / West Rocks Road | AT&T | 1st Taxing District, City of Norwalk | water tank | 108 | 111 | 224 | replace 3 existing antennas with 3 new850/2300 MHZ, install 3 new RRHs
| Norwalk | / West Rocks Road | AT&T | 1st Taxing District, City of Norwalk | water tank | 111 | 111 | 224 | replace 3 ant w/ 3 700/1900 MHz ant; replace 3 RRHs, add 3 RRHs
| Norwalk | / West Rocks Road | Sprint | 2nd Taxing District, City of Norwalk | water tank | 106 | 115 | 224 | Install 3x 2500 MHz antennas
Petition No. 1377 | Norwalk | Main Street | AT&T | Eversource | utility pole | 34 | 34 |  | install 1x 1900/5000 MHz cannister antenna
Petition No. 1156 | Norwalk | Tindall Avenue | Eversource | Eversource | self-support lattice | 150 | 150 | 57.4 | omni ant. At 159', 156', 144', 139', 129', 130', 121', 123'. Microwave dishes at 135', 120' | 12'x20' shelter |  | natural gas generator | 100-kVA | yes
| Norwalk | Tindall Avenue | Verizon | Eversource | self-support lattice | 110 | 150 | 57 | install 3x700/2100 MHz &3x700/1900 MHz antennas; 6x RRUs; sector frame antenna mount | 20'x12' conc. Pad | 2 equipment cabinets & H-frame on conc. Pad; share existing backup generator
Petition No. 621 | Norwalk | Highland Avenue | Sprint | CL&P | utility pole | 99.5 | 100 | 90.5 | 9 antennas | pad | extend height of power line structure by 12'
Docket No. 442 | Norwalk | New Canaan Avenue | AT&T | AT&T | monopole | 127, 137 | 140 | 196 | 3 antennas at each height | 11.5x20 | two monopoles, each 140' with interior mounted antennas | 50 kW diesel generator | 48 hours
Docket No. 442 | Norwalk | New Canaan Avenue | Verizon | AT&T | monopole | 107, 117 | 140 | 196 | 3 antennas at each height | 12x24 | Verizon on different tower than AT&T | diesel generator | 4 days
Petition No. 483 | Norwalk | Rowayton Avenue | AT&T Wireless | CL&P | monopole | 98 | 95 |  | 3-panel antennas | 12'x20'
| Norwalk | Rowayton Avenue | AT&T Wireless | CL&P | [6 empty] | Install equipment within existing shelter
| Norwalk | Rowayton Avenue | AT&T Wireless | CL&P | monopole |  | 95 |  | add GPS antenna for E911
| Norwalk | Rowayton Avenue | Cingular | CL&P | monopole | 103 | 95 |  | replace 3 antennas with 3 new ones and 3 TMAs |  | replace existing mast with stronger one/UMTS upgrade
| Norwalk | Rowayton Avenue | AT&T | CL&P | monopole | 105 | 95 |  | replace 3 existing antennas with 3 new ones
| Norwalk | Rowayton Avenue | AT&T | Eversource | monopole | 103 | 95 |  | replace 3 ant w/ 3 700/850/1900 MHz; add 3 TMAs
Petition No. 78 | Norwalk | Fairview Avenue | Cablevision of Ct | Overlook Terrace, apt build | rooftop | 73 | 67 | 190 | 8-uhf/vhf , 2-6', 1-4', 1-8' dish |  | Roof at 44, elevator shaft top is at 67
Petition No. 167 | Norwalk | Fairview Avenue | Cablevision of Ct | Overlook Terrace, apt build | rooftop |  | 67 | 190 | 1-12' dish |  | Exchange 1-12' dish for 1-6' dish approved in Pet. 78
Docket No. 73 | Norwalk | Rockland Road | BAM | BAM | self-support lattice | 178 | 180 | 60 | 1-6' dish, 2-11' whips, 3-8' refl. ant |  | dish @ 155, trans @ 178, rec @ 167
| Norwalk | Rockland Road | BAM | BAM | self-support lattice | 150 | 180 | 60 | 1-8' dish |  | Add dish at 150' AGL
| Norwalk | Rockland Road | BAM | BAM | self-support lattice | 171 | 180 | 60 | 12-AIP-9212 |  | Replace Antennas
| Norwalk | Rockland Road | Bam/Nextel | BAM | self-support lattice | 143 | 180 | 60 | 12-43" panels, 2-GPS at 35' | 10x20 | Swedcom ALP -E 9011
| Norwalk | Rockland Road | BAM/SCLP | BAM | self-support lattice | 102 | 180 | 60 | 12-52" panels | 12x26 | Swedcom ALP 11011
| Norwalk | Rockland Road | BAM | [7 empty] | Transfer of Certificate from BAM to Crown Atlantic Company, LLC
| Norwalk | Rockland Road | BAM | Crown | self-support lattice | 130 | 180 | 60 |  |  | Relocate antennas from 180 ft AGL to 1340 ft AGL
| Norwalk | Rockland Road | Omni | Crown | self-support lattice | 170 | 180 | 60 | 3-antennas, EMS RR90-17-02DP |  | cabinets
| Norwalk | Rockland Road | VoiceStream | Crown | self-support lattice | 170 | 180 | 60 | 12 panel antennae | existing | Replace existing with New
| Norwalk | Rockland Road | Northcoast | Crown | self-support lattice | 115 | 180 |  | 9 panel | 10x20 pad
| Norwalk | Rockland Road | Cingular | Crown | self-support lattice | 102 | 180 |  | upgrade for GSM service
| Norwalk | Rockland Road | T-Mobile | Crown | self-support lattice | 170 | 180 |  | E911 upgrade
| Norwalk | Rockland Road | Verizon | Crown | self-support lattice | 129 | 180 |  | replace 6 cellular antennas with 6 PCS antennas
| Norwalk | Rockland Road | Sprint | Crown | self-support lattice | 145 | 180 |  | install 3 UMWD-06516-XD panel antennas | pad
| Norwalk | Rockland Road | Verizon | Crown | self-support lattice | 152 | 180 |  | replace existing microwave dish with new one
| Norwalk | Rockland Road | New Cingular | Crown | self-support lattice | 108 | 180 |  | remove 9 existing antennas, install 6 dual band antennas | 12x20
| Norwalk | Rockland Road | Sprint Nextel | Crown | self-support lattice | 135 | 180 |  | install 3 WiMAX antennas and 1 microwave dish |  | install 1 WiMAX cabinet and add GPS antenna to equipment shelter
| Norwalk | Rockland Road | MetroPCS | Crown | self-support lattice | 115 | 180 |  | install 3 panel antennas | pad
| Norwalk | Rockland Road | T-Mobile | Crown | self-support lattice | 170 | 180 |  | add 3 antennas and 3 TMAs to existing antenna array
| Norwalk | Rockland Road | Clearwire | Crown | self-support lattice | 135 | 180 |  | install 3 panel antennas and 3 microwave dishes
| Norwalk | Rockland Road | Verizon | Crown | self-support lattice | 125 | 180 |  | replace 10 of 12 existing antennas
| Norwalk | Rockland Road | T-Mobile | Crown | self-support lattice | 170 | 180 |  | replace 6 of 9 existing antennas |  | UMTS upgrade
| Norwalk | Rockland Road | Sprint | Crown | self-support lattice | 145 | 180 |  | install 3 TMAs
| Norwalk | Rockland Road | AT&T | Crown | self-support lattice | 100 | 180 |  | add 3 new antennas and 6 RRHs to 6 existing antennas and 6 TMAs
| Norwalk | Rockland Road | Sprint | Crown Castle | self-support lattice | 145 | 180 |  | replace 3 existing CDMA antennas with 3 dual-band antennas |  | 4G/LTE upgrade
| Norwalk | Rockland Road | T-Mobile | Crown Castle | self-support lattice | 173 | 180 |  | replace 9 existing antennas with 6 multi-band quad pole antennas |  | 4G/LTE upgrade
| Norwalk | Rockland Road | Verizon | Crown Castle | self-support lattice | 128 | 180 |  | add 3 AWS antennas to 12 existing antennas
| Norwalk | Rockland Road | Sprint | Crown Castle | self-support lattice | 148 | 180 | 60 | Install 3 antennas & 3 RRHs. Remove Nextel iDEN at 134'
| Norwalk | Rockland Road | AT&T | Crown Castle | self-support lattice | 117 | 180 | 60 | install 3 RRHs previously approved but never installed
| Norwalk | Rockland Road | T-Mobile | Crown Castle | self-support lattice | 173 | 180 | 60 | install 3 700 MHz |  | remove all iDen and Clearwire antennas @ 135'
| Norwalk | Rockland Road | Verizon | Crown Castle | self-support lattice | 128 | 180 | 60 | replace 3 antennas with 3 new 1900 MHZ
| Norwalk | Rockland Road | T-Mobile | Crown Castle | self-support lattice | 173 | 180 | 60 | replace 3 ant. w/ 3 1900 MHz antennas
| Norwalk | Rockland Road | AT&T | Crown Castle | self-support lattice | 102 | 180 | 60 | replace 3 ant w/ 3 850/2300 MHz; add 3 RRHs
| Norwalk | Rockland Road | Sprint | Crown Castle | self-support lattice | 148 | 180 | 60 | install 3 2500 MHz antennas; add 3 RRHs
| Norwalk | Rockland Road | Verizon | Crown Castle | self-support lattice | 128 | 180 | 60 | replace 6 antennas w/ 3 700/1900 MHz antennas & 3 2100 MHz antennas; replace 3 RRHs, add 6 RRHs
| Norwalk | Rockland Road | AT&T | Crown Castle | self-support lattice | 163 | 180 | 60 | relocate 3x850/700/2300/1900 MHz antennas and install 3x850/2100 MHz; install 12 RRHs |  | platform relocated from 103ft to 163ft
| Norwalk | Rockland Road | T-Mobile | Crown Castle | self-support lattice | 173 | 180 | 60 | replace 6 w 3x600/700/2100MHz & 3x 2100MHz antennas; replace 3 rru's
| Norwalk | Shirley Street | SCLP | Commodore Media of Norwalk | guyed-lattice | 75 | 376 |  | 12 panels | 12x26 | 12 ALP model 11011N
| Norwalk | Shirley Street | Cingular | Commodore Media of Norwalk | guyed-lattice | 75 | 376 |  | upgrade for GSM service
| Norwalk | Shirley Street | Clearwire | Commodore Media of Norwalk | guyed-lattice | 155 | 376 |  | install 3 WiMAX antennas @ 155'; 1 MW dish @ 215', 3 MW dishes @ 210', 1 MW dish @ 205'
| Norwalk | Shirley Street | AT&T | Commodore Media of Norwalk | guyed-lattice |  | 376 |  |  |  | install emergency generator on concrete pad | generator
| Norwalk | Shirley Street | AT&T | Cox Radio | guyed-lattice | 81 | 376 |  | replace 9 GSM/UMTS antennas with 9 LTE and 3 UMTS antennas
| Norwalk | Shirley Street | Verizon | Connoisseur Media of CT | guyed-lattice | 101 | 376 |  | install 12 panel antennas | 10x20 |  | diesel generator
| Norwalk | Shirley Street | AT&T | CTI Towers Assets II, LLC | guyed-lattice | 81 | 376 |  | replace 9 ant w/ 6 700 MHz and 3 850/2300 MHz antennas; remove 3 TMAs, replace 3 TMAs, add 9 RRHs
| Norwalk | Shirley Street | AT&T | CTI Towers Assets II, LLC | guyed-lattice | 81 | 376 |  | install 3 RRHs on platform
| Norwalk | Shirley Street | Verizon | CTI Towers Assets II, LLC | guyed-lattice |  |  |  |  | 17'x38' shelter | install C-RAN and 60-kW DG in Northern section of existing facility | diesel generator | 60-kilowatt | no
Docket No. 45 | Norwalk | Connecticut Avenue | SNET Cellular | SNET Cellular | monopole | 150 | 150 | 90 | (4-6)- 12' whips | 20x24
| Norwalk | Connecticut Avenue | SNET/SCLP | SNET/SCLP | monopole | [5 empty] | Transfer of Certificate from SNET to Springwich Cellular Limited Partnership
| Norwalk | Connecticut Avenue | Cingular | SNET Cellular | monopole | 150 | 150 | 90 | upgrade for GSM service
| Norwalk | Connecticut Avenue | Cingular | SNET Cellular | monopole | 153 | 150 | 90 | remove 9 existing antennas, install 6 dual band antennas | 12x20
| Norwalk | Connecticut Avenue | AT&T | SNET Cellular | monopole | 150 | 150 | 90 | add 3 LTE antennas to 6 existing antennas
| Norwalk | Connecticut Avenue | AT&T | Crown Castle | monopole | 150 | 150 | 90 | replace 3 ant w/ 3 850/2300 MHz; add 3 RRHs
| Norwalk | Connecticut Avenue | AT&T | Crown Castle | monopole | 150 | 150 |  | Install 3 x 700 MHz antennas and 12 x RRHS
| Norwalk | Connecticut Avenue | AT&T | Crown Castle | monopole | 150 | 150 |  | replace 3 antennas w 3 x 700/850/2300 MHz & install 3 x 700/1900/2100 Mhz antennas; add 6 rrus | install 6 rru's
Petition No. 459 | Norwalk | Charles Marshall Drive | Sprint | CL&P | utility pole | 103.5 | 95 | 150 | EMS RS65-15-00DP antennas | Cabinets | 1-GPS at 20' AGL on fence, Structure # 1109
Petition No. 974 | Norwalk | Charles Marshall Drive | T-Mobile | CL&P | utility pole | 113.5 | 95 | 150 | 3 antennas | pad | install pipe mast and antennas on opposite side of tower from Sprint; extend base compound
| Norwalk | Charles Marshall Drive | Sprint Nextel | CL&P | utility pole | 103 | 95 | 150 | replace all 3 existing antennas; install 1 TMA | pad | install pipe mast and antennas on opposite side of tower from Sprint; extend base compound
| Norwalk | Charles Marshall Drive | Sprint | CL&P | utility pole | 103 | 95 | 150 | replace 3 existing CDMA antennas with 3 dual-band antennas |  | 4G/LTE upgrade
| Norwalk | Charles Marshall Drive | T-Mobile | CL&P | utility pole | 113.5 | 95 | 150 | replace 3 existing antenns with 3 tri-band antennas |  | install pipe mast and antennas on opposite side of tower from Sprint; extend base compound
| Norwalk | Norwalk Harbor Station | CL&P/NU | CL&P/NU | o |  | 185 | 10 | no corresp. in the file
Petitin No. 446 | Norwalk | Willruss Court | AT&T Wireless | CL&P | utility pole | 104 | 94 | 95 | 3-panel antennas | cabinet | CL&P Structure # 1102
| Norwalk | Willruss Court | AT&T Wireless | CL&P | utility pole | n/a | 94 | 95 | n/a | cabinet | install new cabinet, expand pad
| Norwalk | Willruss Court | AT&T Wireless | CL&P | utility pole | n/a | 94 | 95 | add GPS antenna for E911
Petition No. 734 | Norwalk | Willruss Court | T-Mobile | CL&P | utility pole | 104, 114 | 94 | 95 | 2 sets of 3 flush-mounted antennas | pad | install second pipe mast extension to 23' above transmission line structure
| Norwalk | Willruss Court | Cingular (AT&T)/T-Mobile | CL&P | utility pole | 104, 114 | 94 | 95 | Cingular replaces 6 antennas and 3 TMAs with 6 new antennas and 3 TMAs; T-Mobile replaces 6 antennas and 6 TMAS with 3 new antennas |  | UMTS upgrade
| Norwalk | Willruss Court | AT&T | CL&P | utility pole | 104 | 94 | 95 | add 3 antennas and 3 TMAs to existing antenna array
| Norwalk | Willruss Court | T-Mobile | Eversource | utility pole | 114 | 94 | 95 | replace 3 antennas with 3 700 MHz antennas
| Norwalk | Willruss Court | T-Mobile | Eversource | utility pole | 114 | 94 | 95 | replace 3 ant w/ 3 700/1900/2100 MHz ant; add 3 RRHs at ground level
| Norwalk | Willruss Court | T-Mobile | Eversource | utility pole | 114 | 94 | 95 | replace 3 antennas w 3x600/700/1900/2100 MHz antennas
| Norwalk | Willruss Court | AT&T | Eversource | utility pole | 105 | 94 | 95 | replace 3 antennas w 3 x 850/2100/2300 MHz; add 9 rru's
| Norwich | Chestnut Street | OMNI | SNET | self-support lattice/bmonopole | 80 | 81 |  | 6 panels |  | 6-Celwave APN199015-2T0/25' ssl on 56' building
| Norwich | Chestnut Street | T-Mobile | SNET | self-support lattice/bmonopole | 80 | 93 |  | E911 upgrade
| Norwich | Chestnut Street | T-Mobile | SNET | self-support lattice/bmonopole | 83 | 93 |  | replace 6 existing antennas with 6 dual-band antennas |  | 4G/LTE upgrade
| Norwich | Chestnut Street | T-Mobile | Frontier Communications | self-support lattice/bmonopole | 100.5 | 93 |  | replace 3 antennas w/ 3 700 MHz antennas
Petition No. 595 | Norwich | Old Salem Road | Sprint | CL&P | utility pole | 83 | 88 |  | three panel antennas, GPS @ 75' | platform
| Norwich | Old Salem Road | Sprint | CL&P | utility pole | 85 | 88 |  | replace 6 CDMA antennas with 3 dual-band antennas
| Norwich | Old Salem Road | Sprint | CL&P | utility pole | 85 | 88 |  | replace 3 antennas w 3 x 800/1900/2500 MHz antennas; | install 3 rrus on new H-frame
| Norwich | Hinckley Hill Road (Rear) | Verizon | Cordless Data Transfer | self-support lattice | 131.5 | 150 |  | 12-Decibel antennas; 1 GPS antenna | 12'x30' | 40 KW diesel fueled emergency stand-by generator | diesel generator
| Norwich | Hinckley Hill Road (Rear) | AT&T | Cordless Data Transfer | self-support lattice | 115 | 150 |  | add 6 Allgon 7250.03 panel antennas | cabinets
Petition No. 579 | Norwich | Hinckley Hill Road (Rear) | T-Mobile | Cordless Data Transfer | self-support lattice | 153 | 150 |  | 12 EMS RR90-17-02DP panel antennas on pipe mast extension | cabinets | 3 Nortel S8000 cabinets on concrete pad
| Norwich | Hinckley Hill Road (Rear) | Verizon | Cordless Data Transfer | self-support lattice | 127.5 | 150 |  | replace 6 cellular with 6 PCS antennas
| Norwich | Hinckley Hill Road (Rear) | Cingular | Cordless Data Transfer | self-support lattice | 115 | 150 |  | remove 3 antennas; replace with 3 new antennas and 6 TMAs |  | new pads and cabinets
| Norwich | Hinckley Hill Road (Rear) | T-Mobile | Cordless Data Transfer | self-support lattice | 150 | 150 |  | add 3 antennas to 6 existing antennas |  | UMTS upgrade
| Norwich | Hinckley Hill Road (Rear) | MetroPCS | Cordless Data Transfer | self-support lattice | 105 | 150 |  | install 6 antennas
| Norwich | Hinckley Hill Road (Rear) | Verizon | Cordless Data Transfer | self-support lattice | 127.5 | 150 |  | replace 12 existing antennas with 6 cellular, 3 PCS, and 3 LTE antennas and add 6 diplexers
| Norwich | Hinckley Hill Road (Rear) | Verizon | Cordless Data Transfer | self-support lattice | 127.5 | 150 |  | replace 12 existing antennas with 6 cellular, 3 PCS, and 3 LTE antennas and add 6 diplexers
| Norwich | Hinckley Hill Road (Rear) | AT&T | Cordless Data Transfer | self-support lattice | 115 | 150 |  | add 3 multi-band antennas to 6 GSM/UMTS antennas |  | 4G/LTE upgrade
| Norwich | Hinckley Hill Road (Rear) | Verizon | Cordless Data Transfer | self-support lattice | 127.5 | 150 |  | replace 5 of 12 existing antennas with 2 cellular and 3 AWS antennas
| Norwich | Hinckley Hill Road (Rear) | Sprint | Cordless Data Transfer | self-support lattice | 140 | 150 |  | replace 6 existing CDMA antennas with 3 dual-band antennas |  | 4G/LTE upgrade
| Norwich | Hinckley Hill Road (Rear) | Sprint | Cordless Data Transfer | self-support lattice | 140 | 150 |  | install 3 RRUs & 3 combiners
| Norwich | Hinckley Hill Road (Rear) | T-Mobile | Cordless Data Transfer | self-support lattice | 150 | 150 |  | install 3 LTE antennas |  | 3 RRUs on H-frame at ground
| Norwich | Hinckley Hill Road (Rear) | Verizon | Cordless Data Transfer | self-support lattice | 127.5 | 150 |  | replace 9 antennas with 3 700, 3 1900, and 3 2100 MHz antennas
| Norwich | Hinckley Hill Road (Rear) | T-Mobile | Cordless Data Transfer | self-support lattice | 150 | 150 |  | replace 6 ant with 3 1900/2100 MHz, 3 700/1900/2100 MHz ant; replace 3 TMAs
| Norwich | Hinckley Hill Road (Rear) | AT&T | Cordless Data Transfer | self-support lattice | 115 | 150 |  | replace 3 RRUs with 3 new RRUs |  | 4G/LTE upgrade
| Norwich | Hinckley Hill Road (Rear) | AT&T | Cordless Data Transfer | self-support lattice | 115 | 150 |  | replace 3 antennas w/ 3 700/1900 MHz antennas; add 3 700/2100/2300 MHz antennas; replace 3 RRHs, add 9 RRHs
| Norwich | Hinckley Hill Road (Rear) | Sprint | Cordless Data Transfer | self-support lattice | 140 | 150 |  | Install 3x 2500 MHz antennas and 6 RHHs
| Norwich | Hinckley Hill Road (Rear) | T-Mobile | Cordless Data Transfer | self-support lattice | 148 | 150 |  | replace 3 antennas w 3x600/700/1900 MHz antennas; add 3 rru's |  | also install 15-kW diesel generator | diesel generator | 15-kW | no
| Norwich | Hinckley Hill Road (Rear) | Verizon | Cordless Data Transfer | self-support lattice | 128 | 150 |  | remove 3 antennas; replace 6 antennas w 3 x700/850/1900 MHz & 3x700/850/2100 MHz antennas; replace 3 RRUs & install 3 new RRUs | replace 3 RRUs
Docket No. 270 | Norwich | North Wawecus Hill Road | AT&T | AT&T | monopole | 140 | 140 | 294 | six panel antennas on T-arm mounts | cabinets
| Norwich | North Wawecus Hill Road | New Cingular | Wireless Solutions | monopole | 127 | 140 | 294 | n/a |  | transfer of certificate from New Cingular (merged with AT&T) to Wireless Solutions
| Norwich | North Wawecus Hill Road | T-Mobile | Wireless Solutions | monopole | 137 | 140 | 294 | up to 9 panel antennas | pad
| Norwich | North Wawecus Hill Road | New Cingular | Wireless Solutions | monopole | 127 | 140 | 294 | six panel antennas | 12x20
| Norwich | North Wawecus Hill Road | n/a | Florida Tower Partners | monopole | n/a | 140 | 294 | n/a |  | transfer of certificate
| Norwich | North Wawecus Hill Road | MetroPCS | Florida Tower Partners | monopole | 127 | 140 | 294 | install 12 panel antennas |  | Cingular approved for 127' but never installed antennas
| Norwich | North Wawecus Hill Road | T-Mobile | Florida Tower Partners | monopole | 137 | 140 | 294 | replace 3 of 6 existing antennas with 3 new UMTS antennas; replace all 6 TMAs with 3 new PCS and 3 new AWS TMAs
| Norwich | North Wawecus Hill Road | Verizon | Florida Tower Partners | monopole | 116 | 140 | 294 | install 12 antennas | 12x30
| Norwich | North Wawecus Hill Road | T-Mobile | American Tower | monopole | 137 | 140 | 294 | replace 6 existing antennas with 6 dual-band antennas |  | 4G/LTE upgrade
| Norwich | North Wawecus Hill Road | Verizon | American Tower Corporation | monopole | 116 | 140 | 294 | replace 9 antennas with 3 700, 3 1900, and 3 2100 MHz antennas
| Norwich | North Wawecus Hill Road | T-Mobile | American Tower Corporation | monopole | 137 | 140 | 294 | install 3 700 MHz antennas
| Norwich | North Wawecus Hill Road | Verizon | American Tower Corporation | monopole | 116 | 140 | 294 | remove nine existing antennas and install three new 700 MHz/2100 MHz antennas and three new 1900 MHz antennas and remove 3 RRUS and install 3 new RRUs
| Norwich | North Wawecus Hill Road | American Tower Corporation | AT&T Wireless PCS, LLC | [6 empty] | generator installed on 6' x 8' concrete pad; ATS and circuit breaker on proposed H- Frame | diesel generator | 80-kilowatt | yes
| Norwich | North Wawecus Hill Road | Verizon | American Tower Corporation | monopole | 116 | 140 | 294 | remove 3 antennas, replace 4 antennas with 4 x 700/850/1900/2100 mhz antennas
| Norwich | North Wawecus Hill Road | T-Mobile | American Tower Corporation | monopole | 137 | 140 | 294 | replace 3 antennas w 3 x 600/700 MHz antnennas; replace 3 x rru's
| Norwich | North Wawecus Hill Road | Verizon | American Tower Corporation | monopole | 116 | 140 | 294 | remove 6 antennas & remove 3 rrus and replace 3 rrus
| Norwich | Rogers Road | SCLP/Omni | SNET/SCLP | monopole | [5 empty] | Transfer of Certificate from SNET to Springwich Cellular Limited Partnership
Docket No. 87 | Norwich | Rogers Road | SCLP/Omni | SNET Cellular | monopole | 162 | 150 | 381 | 1-72"x16" diameter | 10x5.5 slab | 1-EMS TRR90-17-000DP-M21
| Norwich | Rogers Road | Nextwave | American Tower | monopole | 139 | 150 |  | 2 panel, 2 radio frequency units | BBU | GPS @ grade (BBU - base band unit)
| Norwich | Rogers Road | Cingular | SNET Cellular | monopole | 154 | 150 | 381 | replace existing antennas with 3 EMS MB96RR900200DPBL, 6 tower mount amplifiers
| Norwich | Rogers Road | Cingular | SNET Cellular | monopole | 154 | 150 | 381 | remove 3 existing antennas; install 6 new antennas, 6 TMAs, 6 diplexers
| Norwich | Rogers Road | AT&T | American Tower | monopole | 154 | 150 | 381 | add 3 multi-band antennas to 6 GSM/UMTS antennas |  | 4G/LTE upgrade
| Norwich | Rogers Road | T-Mobile | American Tower | monopole | 140 | 150 | 381 | install 6 new UMTS/LTE antennas
| Norwich | Rogers Road | AT&T | American Tower | monopole | 154 | 150 | 381 | replace 3 ant w/ 3 700/1900 MHz; add 3 RRHs
| Norwich | Rogers Road | AT&T | American Tower | monopole | [6 empty] | diesel generator | 30-kilowatt | no
Petition No. 1364 | Norwich | Main Street | Verizon |  | bmonopole | 86.5 | 80 |  | install 1x700/850/1900/2100 & 1 x rru on a ballast mounted tower mast on the rooftop of the building
| Norwich | Plain Hill Road | SCLP | SBA | monopole | 147 | 180 |  | 12-panels | 12x26
| Norwich | Plain Hill Road | Verizon | VoiceStream | monopole | 150 | 190 |  | 12-Decibel antennas; 1 GPS antenna | 12'x30' | 40 KW diesel fueled emergency stand-by generator; Nextel on tower @ 161' | diesel generator
| Norwich | Plain Hill Road | AT&T | SBA | monopole | 132 | 180 |  | 6 Allgon 7250.03 panel antennas
| Norwich | Plain Hill Road | Cingular | SBA | monopole | 142 | 180 |  | replace existing with 9 CSS DUO4-8670, 6 tower mount amplifiers, 3 diplexers, 1 LMU
| Norwich | Plain Hill Road | Cingular/AT&T | SBA | monopole | 132 | 180 |  | decommission AT&T antennas
| Norwich | Plain Hill Road | Cingular | SBA | monopole | 142 | 180 |  | remove 6 existing antennas, 6 TMAs, and 3 diplexers; install 6 new antennas, 6 TMAs, 6 diplexers
| Norwich | Plain Hill Road | Verizon | SBA | monopole | 152 | 180 |  | replace 12 existing antennas with 6 cellular, 3 PCS, and 3 LTE antennas and add 6 diplexers
| Norwich | Plain Hill Road | Sprint | SBA | monopole |  | 180 |  |  |  | install 4 kW ReliOn hydrogen fuel cell generator for emergency backup power | fuel cell backup
| Norwich | Plain Hill Road | AT&T | SBA | monopole | 147 | 180 |  | add 3 multi-band antennas to 6 GSM/UMTS antennas |  | 4G/LTE upgrade
| Norwich | Plain Hill Road | Verizon | SBA | monopole | 152 | 180 |  | replace 9 of 12 existing antennas with 3 cellular, 3 PCS, and 3 AWS antennas
| Norwich | Plain Hill Road | Sprint | SBA | monopole | 171 | 180 |  | replace 6 CDMA antennas with 3 dual-band antennas |  | 4G/LTE upgrade
| Norwich | Plain Hill Road | AT&T | SBA | monopole |  | 180 |  |  |  | install 50 kW diesel generator for backup power | diesel generator
| Norwich | Plain Hill Road | Sprint | SBA | monopole | 171 | 180 |  | add 3 new CDMA/LTE antennas
| Norwich | Plain Hill Road | Verizon | SBA | monopole | 152 | 180 |  | replace 3 of 12 existing antennas with 3 new 700 MHz LTE antennas
| Norwich | Plain Hill Road | Verizon | SBA | monopole | 159 | 180 |  | replace 6 ant w/ 3 700/1900 MHz and 3 2100 MHz ant; replace 6 RRHs and add 3 RRHs
| Norwich | Plain Hill Road | AT&T | SBA | monopole | 147 | 180 |  | replace 3 antennas; add 3 RRHs
| Norwich | Plain Hill Road | Sprint | SBA | monopole | 171 | 180 |  | install 3 2500 MHz antennas and 3 RRHs
| Norwich | Plain Hill Road | AT&T | SBA | monopole | 147 | 180 |  | relocate 3 antennas replace 3 antennas w 3 x 700/1900 Mhz & install 3 x 700/850/5G850 MHz antennas; relocate 3 rrus, replace 3 rrus& install 3 new rrus | upgrade equipment
Docket No. 365 | Norwich | Maennerchor Avenue | T-Mobile | Optasite | monopole | 117 | 120 | 155 | install three panel antennas | pad
| Norwich | Maennerchor Avenue | MetroPCS | Optasite | monopole | 110 | 120 | 155 | install 12 panel antenans
Petition No. 1036 | Norwich | Maennerchor Avenue | AT&T | Optasite | monopole | 127 | 130 | 155 | install up to 12 antennas | 12x20 | petition raises height of tower from 120' to 130'
| Norwich | Maennerchor Avenue | AT&T | Optasite | monopole | 127 | 130 | 155 |  |  | add 6 RRHs and 2 surge arrestors to 9 antennas
| Norwich | Maennerchor Avenue | Verizon | Optasite | monopole | 100 | 130 | 155 | isntall 12 antennas | 12x30
| Norwich | Maennerchor Avenue | T-Mobile | SBA | monopole | 117 | 119 | 155 | install 3 new GSM/LTE antennas
| Norwich | Maennerchor Avenue | AT&T | SBA | monopole | 127 | 130 | 155 | replace 3 ant. w/ 3 1900 MHz ant; add 3 RRHs
Docket No. 30 | Norwich | Plain Hill Road | Century Norwich Corp | Century Norwich Corp | guyed-lattice |  | 300 | 479 | install 13 yagi and 3 quad antennas at various heights | 16x16 | Remove 4-40'poles and 1-80'steel
| Norwich | Plain Hill Road | BAM | Century Norwich Corp. | guyed-lattice | 190 | 300 | 479 | 4- 9' whips, DB 809 | 17x34 | install 4 whips, add guy wires
| Norwich | Plain Hill Road |  | IWG Towers Assets I | guyed-lattice |  | 300 | 479 |  |  | Transfer Certificate
| Norwich | Clinton Avenue | AT&T | VoiceStream | monopole | 125 | 150 |  | add 6 panel antennas |  | up to 4 equipment cabinets on concrete pad
| Norwich | Clinton Avenue | Cingular | VoiceStream | monopole | 125 | 150 |  | remove 3 existing antennas with 6 new antennas, 6 TMAs, 6 diplexers
| Norwich | Clinton Avenue | Cingular | VoiceStream | monopole |  | 150 |  |  |  | replace equipment cabinet
| Norwich | Clinton Avenue | MetroPCS | VoiceStream | monopole | 115 | 150 |  | install 6 antennas
| Norwich | Clinton Avenue | T-Mobile | T-Mobile | monopole | 142 | 150 |  | replace 3 of 6 existing antennas and 6 of 6 existing TMAs
| Norwich | Clinton Avenue | AT&T | Crown Castle | monopole | 128 | 150 |  | add 3 multi-band antennas to 6 GSM/UMTS antennas |  | 4G/LTE upgrade
| Norwich | Clinton Avenue | T-Mobile | Crown Castle | monopole | 137 | 150 |  | replace 3 antennas and add 6 TMAs
| Norwich | Clinton Avenue | Verizon | Crown Castle | monopole | 60 | 150 |  | install 2 2100 MHz antennas | 8x8 pad | EFR 1133. 1 ground cabinet
| Norwich | Clinton Avenue | AT&T | Crown Castle | monopole | 125 | 150 |  | replace 3 antennas and RRHs
| Norwich | Clinton Avenue | T-Mobile | Crown Castle | monopole | 142 | 150 |  | replace 3 antennas w 3 x 600/700 Mhz antennas ; add 3 rru's
| Norwich | Clinton Avenue | AT&T | Crown Castle | monopole | [5 empty] | install 20-kilowatt DG w ATS | diesel generator | 20-kilowatt | no
| Norwich | Eastern District HQ, Site # | DPS | DPS | bmonopole | 89 | 12 | 193 | 1-6' dish |  | tower on top of Uncas on the Thames Hospital Admin Bldg
Docket No. 202 | Old Lyme | Mile Creek Road | Verizon | Cellco & Crown | monopole | 157.5 | 160 |  | 12 antennas for Verizon and Sprint |  | Sprint @ 147.5'
| Old Lyme | Mile Creek Road |  | Cellco | monopole |  | 160 |  |  |  | Transfer of Certificate
| Old Lyme | Mile Creek Road | Cingular | Cellco | monopole | 137.5 | 160 |  | add up to 12 CSS DUO-1417-8686 panel antennas | 12x20
| Old Lyme | Mile Creek Road | Cingular | Cellco | monopole | 136 | 160 |  | replace 3 existing antennas with 3 new ones |  | add 3 diplexers
| Old Lyme | Mile Creek Road | Verizon | Cellco | monopole | 157.5 | 160 |  |  |  | install 2 tower mounted amplifiers
Petition No. 877 | Old Lyme | Mile Creek Road | T-Mobile | Cellco | monopole | 170 | 170 |  | install 9 antennas and 6 TMAs | pad | petition to extend tower height ten foot to accommodate antennas at higher elevation
| Old Lyme | Mile Creek Road | AT&T | Cellco | monopole | 140 | 170 |  | replace 9 existing antennas with 9 new antennas
| Old Lyme | Mile Creek Road | AT&T | Cellco | monopole |  | 170 |  |  |  | install emergency generator on concrete pad | generator
| Old Lyme | Mile Creek Road | Verizon | Cellco | monopole | 158 | 170 |  | replace 12 existing antennas with 6 new cellular, 6 new PCS, and 3 new LTE antennas
| Old Lyme | Mile Creek Road | T-Mobile | Cellco | monopole | 170 | 170 |  | replace 3 existing GSM antennas with 3 new GSM/UMTS and 3 new LTE antennas |  | 4G/LTE upgrade
| Old Lyme | Mile Creek Road | Verizon | Cellco | monopole | 161 | 170 |  | replace 15 existing antennas withthree 700 MHz antennas, six 850 MHz antennas, three 1900 MHz antennas, and three 2100 MHz antennas and 9 RRHs
| Old Lyme | Mile Creek Road | Sprint | American Tower | monopole | 149 | 170 |  | replace 3 antennas w/ 3 850/1900/2500 MHz antennas; add 9 RRHs
| Old Lyme | Mile Creek Road | Sprint | American Tower | monopole | 147.5 | 170 |  | replace 6 antennas w 3 x 850/1900 MHz and 3 x 2500 MHz ; add 12 RRU's
| Old Lyme | Mile Creek Road | T-Mobile | Cellco | monopole | 170 | 170 |  | install 3 x 600/700 MHz antennas; add 3 rru's
| Old Lyme | Mile Creek Road | AT&T | Cellco | monopole | 140 | 170 |  | replace 6 antennas w 3 x 700/2100 MHz & 6 x 700/850/1900 MHz antennas; add 6 x rru's | upgrade equipment
| Old Lyme | Whippoorwill Road | SNET/SCLP | Mr. & Mrs. Andrew Pfeiffer | guyed-lattice | 93 | 100 | 62 | 2-6' omni antennas
| Old Lyme | Whippoorwill Road | BAM | Mr. & Mrs. Andrew Pfeiffer | guyed-lattice | 78 | 100 | 67 | 2 DB 809K-XC | 12x14 | Approve Tower Sharing
| Old Lyme | Boston Post Road | Verizon | Crown Castle | monopole | 90 | 110 |  | install 6 cellular, 6 PCS, 3 LTE antennas |  | Sprint on tower @ 99'; Town of Old Lyme has several antennas @ 110'
| Old Lyme | Boston Post Road | MetroPCS | Crown Castle | monopole | 108 | 110 |  | install 6 panel antennas
| Old Lyme | Boston Post Road | Sprint | Crown Castle | monopole | n/a | 110 |  | n/a |  | install 1 RRH cabinet and 1 fiber junction box
| Old Lyme | Boston Post Road | Verizon | Crown Castle | monopole | 88 | 110 |  | replace 9 antennas with 3 700, 3 1900, and 3 2100 MHz antennas
| Old Lyme | Boston Post Road | Sprint | Crown Castle | monopole | 100 | 110 |  | replace 6 antennas w 3x 850/1900 MHz & 3x 2500MHz antennas; add 9 rru's
Petition No. 1388 | Old Lyme | Boston Post Road | AT&T | Crown Castle | monopole | 127 | 135 |  | install 6x700/850/1900/2100 MHz antennas&3x700/850/2300 MHz antennas; install 15 new rru's; relocate town's whip antennas to top of newly extended monopole | install 6'8"x6'8"x8'2" WIS | extend tower by 24-foot; install battery backup; expand wooden fence by 200 sq-ft | diesel generator | 20-kilowatt | no
Docket No. 391 | Old Lyme | Shore Road | T-Mobile | T-Mobile | monopole | 100 | 110 | 30 | install 9 panel antennas | pad
Docket No. 391 | Old Lyme | Shore Road | AT&T | T-Mobile | monopole | 110 | 110 | 30 | install 6 panel antennas | 12x20
Docket No. 391 | Old Lyme | Shore Road | Verizon | T-Mobile | monopole | 90 | 110 | 30 | install 12 panel antennas | 12x30
| Old Lyme | Shore Road | T-Mobile | Bay Communications | monopole | 99 | 110 | 30 | replace existing antennas with 9 new LTE antennas
| Old Lyme | Shore Road | Verizon | Bay Communications | monopole | 90 | 110 | 30 | replace 6 ant w/ 3 700/2100 MHz, 3 1900 MHz; replace 3 RRHs, install 3 RRHs
| Old Lyme | Shore Road |  | American Towers LLC | monopole | [5 empty] | Transfer of Certificate from Bay Communications to American Towers LLC
| Old Lyme | Shore Road | T-Mobile | American Towers LLC | monopole | 99 | 110 | 30 | relocate 6 antennas & replace 3 antennas w 3 x 600/700 MHz antennas; replace 3 rru's |  | replace T-arm mounts with new platform mount
| Old Lyme | Shore Road | AT&T | American Towers LLC | monopole | 109 | 110 | 30 | install 6 x 700/850/1900/2100 MHz & 3 x 700/1900 Mhz antennas; install 15 RRU's | 6'8"x6'8" WIC on 8'x8' conc pad | sector frame antenna mount | diesel generator | 20-kilowatt | no
| Old Lyme | Short Hills Road | Nextel | Sprint | monopole | 160 | 180 |  | 12-panels, ALP 9112 | 10x20 | 1-GPS at 100 ft; Sprint on tower @ 180'
| Old Lyme | Short Hills Road | MetroPCS | Sprint | monopole | 151 | 180 |  | install 6 panel antennas
| Old Lyme | Short Hills Road | Sprint | Sprint | monopole | 177 | 180 |  | replace 6 CDMA antennas with 3 dual-band antennas |  | 4G/LTE upgrade
| Old Lyme | Short Hills Road | Sprint | Sprint | monopole | 179 | 180 |  | add 3 new dual-band antennas to 3 existing dual-band antennas
| Old Lyme | Short Hills Road | Verizon | Crown Castle | monopole | 161 | 180 |  | install 6x 850 MHz & 6x 700/850/1900/2100 MHz anennas; add 9 x RRUs |  | extend fenced compund | propane generator | 30-kilowatt | no
| Old Lyme | Hatchetts Hill Road | BAM | Omni | monopole | 175 | 190 |  | 12 DB844H80E panel antennas | 12x30 | 1-40 kW diesel generator | diesel generator
| Old Lyme | Hatchetts Hill Road | SCLP | Omni | monopole | 165 | 190 |  | 12-Allgon 7120.16 panel antennas | 11.25x16
| Old Lyme | Hatchetts Hill Road | AT&T | VoiceStream | monopole | 155 | 190 |  | 12 panels | 9x16 pad
| Old Lyme | Hatchetts Hill Road | SNET/Cingular | VoiceStream | monopole | 165 | 190 |  | replace existing antennas with 9 CSS DUO4-8670, 6 tower mount amplifiers, 3 diplexers
| Old Lyme | Hatchetts Hill Road | AT&T | VoiceStream | monopole | 155 | 190 |  |  |  | install additional equipment cabinet
| Old Lyme | Hatchetts Hill Road | Verizon | VoiceStream | monopole | 176 | 190 |  | replace 6 cellular with 6 PCS antennas
| Old Lyme | Hatchetts Hill Road | AT&T | VoiceStream | monopole | 155 | 190 |  | remove antennas - no longer in use
| Old Lyme | Hatchetts Hill Road | Cingular | VoiceStream | monopole | 165 | 190 |  | replace 3 existing antennas with 3 new ones |  | add 3 new diplexers
| Old Lyme | Hatchetts Hill Road | T-Mobile | VoiceStream | monopole | 185 | 190 |  | replace 6 existing antennas and 6 TMAS with 3 new antennas and 6 TMAs
| Old Lyme | Hatchetts Hill Road | AT&T | VoiceStream | monopole | 165 | 190 |  | replace 6 of 9 existing antennas; replace 6 existing TMAs; install 6 RRHs
| Old Lyme | Hatchetts Hill Road | Verizon | VoiceStream | monopole | 175 | 190 |  | replace 12 existing antennas with 6 cellular, 3 PCS, and 3 LTE antennas
| Old Lyme | Hatchetts Hill Road | AT&T | Crown Castle | monopole | 165 | 190 |  | replace 3 ant w/ 3 700 MHz; add 3 RRHs
| Old Lyme | Hatchetts Hill Road | Verizon | Crown Castle | monopole | 175 | 190 |  | replace 6 antennas w/ 3 700/2100 MHz & 3 1900 MHz; replace 3 RRHs & add 6 RRHs
Petition No. 1320 | Old Lyme | Hatchetts Hill Road | Verizon | Crown Castle | monopole | 175 | 190 |  |  |  | Install C-RAN equipment. Expand compound
Docket No. 392 | Old Lyme | Shore Road | T-Mobile | T-Mobile | monopole | 77 | 80 | 38 | install 9 panel antennas | pad
| Old Lyme | Shore Road | T-Mobile | T-Mobile | monopole | 77 | 80 | 38 | replace 3 exisitng GSM antennas with 3 new GSM/UMTS and add 3 LTE antennas
| Old Lyme | Shore Road | T-Mobile | T-Mobile | monopole | 76 | 80 | 38 | install 3 700 MHz antennas
Docket No. 393 | Old Lyme | - Buttonball Road | T-Mobile | T-Mobile | monopole | 97 | 100 | 38 | flush mount 3 antennas | pad | antennas must be flush mounted on pole
| Old Lyme | - Buttonball Road |  | Bay Communications | monopole |  | 100 | 38 |  |  | Transfer of Certificate from T-Mobile to Bay Communications
| Old Lyme | - Buttonball Road | T-Mobile | Bay Communications | monopole | 85 | 100 | 38 | replace 3 ant w/ 3 700/2100 MHz; add 3 RRHs
| Old Lyme | - Buttonball Road |  | American Towers LLC | [6 empty] | Transfer of certificate from Bay Communications to American Towers LLC
Docket No. 209 | Old Lyme | Boggy Hole Road | VoiceStream | Wireless Solutions | monopole | 172 | 175 | 50 | up to 12 antennas | 64x24 | equipment building suitable for 6 carriers
Docket No. 209 | Old Lyme | Boggy Hole Road | AT&T | Wireless Solutions | monopole | 162 | 175 | 50 | 12 panel antennas
Docket No. 209 | Old Lyme | Boggy Hole Road | Nextel | Wireless Solutions | monopole | 132 | 175 | 50 | 12 panel antennas
Docket No. 209 | Old Lyme | Boggy Hole Road | SNET | Wireless Solutions | monopole | 152 | 175 | 50 | up to 12 antennas
| Old Lyme | Boggy Hole Road | Cingular | Wireless Solutions | monopole | 152 | 175 | 50 | install 9 CSS DUO1417-8686-4-0 & 6 tower mount amplifiers instead of previous approved antennas
| Old Lyme | Boggy Hole Road | AT&T | Wireless Solutions | monopole | 162 | 175 | 50 | remove all AT&T antennas
| Old Lyme | Boggy Hole Road | Cingular | Wireless Solutions | monopole | 145 | 175 | 50 | replace 3 existing antennas with 3 new ones |  | add 3 diplexers
| Old Lyme | Boggy Hole Road | Verizon | Wireless Solutions | monopole | 162 | 175 | 50 | install 6 LPA-80080/4CF and 6 LPA-185080/8CF antennas
| Old Lyme | Boggy Hole Road | MetroPCS | Wireless Solutions | monopole | 153.5 | 175 | 50 | install 6 panel antennas
| Old Lyme | Boggy Hole Road | T-Mobile | Wireless Solutions | monopole | 175 | 175 | 50 | add 3 UMTS antennas and 3 AWS TMAs |  | UMTS upgrade
| Old Lyme | Boggy Hole Road | Verizon | Wireless Solutions | monopole | 162 | 175 | 50 | replace 6 of 12 existing antennas with 3 PCS and 3 LTE antennas |  | 4G/LTE upgrade
| Old Lyme | Boggy Hole Road | AT&T | Wireless Solutions | monopole | 145 | 175 | 50 | replace 6 of 9 existing GSM antennas with 3 multi-band antennas for GSM and 3 multi-band antennas for LTE
| Old Lyme | Boggy Hole Road | T-Mobile | Wireless Solutions | monopole | 175 | 175 | 50 | replace 3 existing antennas with 6 new 4G antennas |  | 4G/LTE upgrade
| Old Lyme | Boggy Hole Road | T-Mobile | Wireless Solutions | monopole | 175 | 175 | 50 | add 3 new antennas to 6 existing ones
| Old Lyme | Boggy Hole Road | Verizon | Wireless Solutions | monopole | 162 | 175 | 50 | replace 9 of 12 existing antennas with 3 new 850 MHz, 3 new 1900 MHz, and 3 new 2100 MHz antennas
| Old Lyme | Boggy Hole Road | AT&T | Wireless Solutions | monopole | 145 | 175 | 50 | replace 3 antennas with 3 700/1900 MHz antennas
| Old Lyme | Boggy Hole Road | AT&T | Wireless Solutions | monopole | 145 | 175 | 50 | replace 3 RRHs on platform
| Old Lyme | Boggy Hole Road | AT&T | Wireless Solutions | monopole | 145 | 175 | 50 | replace 3 antennas w 3 x 850/700/850MHz antennas; add 6 RRU's
| Old Lyme | Boggy Hole Road | T-Mobile | Wireless Solutions | monopole | 175 | 175 | 50 | replace 3 antennas w 3 x 600/700 Mhz antennas ;replace 3 rru's
| Old Lyme | Old Bridge Road | T-Mobile | CL&P | utility pole | 196 | 190 |  | replace 3 GSM antennas with 3 new LTE antennas |  | 4G/LTE upgrade
| Old Lyme | Old Bridge Road | T-Mobile | Eversource | utility pole | 196 | 190 |  | replace 3 ant w/ 3 700/1900/2100 MHz antennas; add 3 RRHs at ground
Petition No. 1290 | Old Lyme | Swan Avenue | Verizon | Long Island Sound Properties | rooftop | 25'11" | 20'5" |  | install LTE small cell canister antenna | wall mounted | small cell on roof of the the Pavillion Restaurant
Petition No. 601 | Old Saybrook | Ingham Hill Road | AT&T | M&J Bus | monopole | 47.5 | 50 |  | 6 panel antennas |  | replace existing lattice tower with monopole; equipment cabinets on concrete pad, bus co. antenna on top of pole
| Old Saybrook | Ingham Hill Road | AT&T | M&J Bus | monopole | 47.5 | 50 |  | remove all antennas
Petition No. 1206 | Old Saybrook | Boston Post Road | Verizon | Verizon | rooftop | 30 | 30 |  | install single canister 600/700/1900/2100 MHz antenna; add 1 x rru |  | rooftop mounted small cll site
Docket No. 411 | Old Saybrook | Boston Post Road | AT&T | AT&T | monopole | 97 | 100 | 11 | install 9 antennas | 12x20 |  | diesel generator | 114-hour capacity
| Old Saybrook | Boston Post Road | AT&T | AT&T | monopole | 97 | 100 | 11 | remove 6 of 9 existing antennas; install 9 new LTE and UMTS antennas
| Old Saybrook | Boston Post Road | Verizon | AT&T | monopole | 85 | 100 |  | install 12 antennas | 12x26 | EFR 1133 | propane generator
| Old Saybrook | Boston Post Road | Verizon | AT&T | monopole | 85 | 100 | 11 | replace 9 antennas w/ 6 ant (3 700 MHz, 3 2100 MHz)
Docket No. 51 | Old Saybrook | Ingham Hill Road | SNET Cellular | SNET Cellular | monopole | 150 | 150 | 161 | (4-6)-whips | 25x21
Docket No. 51 | Old Saybrook | Ingham Hill Road | SNET/SCLP | SNET/SCLP | monopole | 150 | 150 | 344
| Old Saybrook | Ingham Hill Road | SCLP/BAM | SNET/SCLP | monopole | [5 empty] | Transfer of Certificate from SNET to Springwich Cellular Limited Partnership
| Old Saybrook | Ingham Hill Road | SCLP/BAM | SNET/SCLP | monopole | 132 | 150 | 344 | 9 directional antennas |  | BAM addition to share
| Old Saybrook | Ingham Hill Road | SCLP/Omni | SNET/SCLP | monopole | 162 | 150 | 344 | 1-72"x16" diameter cannister | 10x12 slab | 1-EMS TRR90-17-000DP-M21
| Old Saybrook | Ingham Hill Road | SNET/Cingular | SNET/SCLP | monopole | 154 | 150 | 344 | replace existing antennas with 9 CSS DUO4-8670, 6 tower mount amplifiers, 1 LMU
| Old Saybrook | Ingham Hill Road | Verizon | SNET/SCLP | monopole | 122 | 150 | 344 | remove 9 existing antennas; replace with 3 cellular & 6 PCS antennas | 12x30
| Old Saybrook | Ingham Hill Road | Cingular | SNET/SCLP | monopole | 154 | 150 | 344 | replace 3 existing antennas with 3 new ones |  | add 3 diplexers
| Old Saybrook | Ingham Hill Road | AT&T (Cingular) | SNET/SCLP | monopole | 154 | 150 | 344 | replace 6 of 9 existing antennas with 6 new antennas
| Old Saybrook | Ingham Hill Road | Verizon | SNET/SCLP | monopole | 133 | 150 | 344 | replace 9 existing antennas with 3 cellular, 3 PCS, and 3 LTE antennas
| Old Saybrook | Ingham Hill Road | Verizon | Crown Castle | monopole | 133 | 150 | 344 | replace 3 of 9 existing antennas with 3 new 700 MHz antennas and add 3 new 2100 MHz antennas
| Old Saybrook | Ingham Hill Road | AT&T | Crown Castle | monopole | 154 | 150 | 344 | replace 3 antennas w/ 3 880/2300 MHz. Install 3 RRHs.
| Old Saybrook | Ingham Hill Road | T-Mobile | Crown Castle | monopole | 140 | 150 | 344 | remove ant at 163 feet and pipe extension from tower; install 6 1900/2100 MHz ant and 3 700 MHz ant
| Old Saybrook | Ingham Hill Road | Verizon | Crown Castle | gmonopole | 133 | 150 | 344 | replace six existing antennas with three new 700 MHz/2100 MHz antennas and three new 1900 MHz antennas ; replace six existing remote radio heads (RRHs) with six new RRHs and install three additional RRHs behind the antennas and install one cable
| Old Saybrook | Ingham Hill Road | AT&T | Crown Castle | gmonopole | 150 | 150 | 344 | replace 3 antennas w/ 3 700/1900 MHz antennas; remove dish antennas & replace 3 RRHs
| Old Saybrook | Ingham Hill Road | AT&T | Crown Castle | gmonopole | 150 | 150 | 344 | repace 3 rru's & install 3 new rru's | add 2 new rru's
Petition No. 1155 | Old Saybrook | Main Street | Verizon | Verizon | rooftop | 32 | 21.7 | 19.3 | small cell in faux mechanical penthouse | in building |  | natural gas generator | 25kw
Petition No. 357 | Old Saybrook | Ferry Place | BAM | Geoffry Etherington | smokestack | 85 | 110 |  | 4-44"x17"x10" panels | (2) 3'x6' | Chimney Stack
| Old Saybrook | Ferry Place | BAM | Geoffry Etherington | smokestack | 90 | 110 |  | 9-AIP-9212 |  | Replace Antennas
| Old Saybrook | Ferry Place | Verizon | Geoffry Etherington | smokestack | 105 | 110 |  | increase from 9 to 12 panels in triangular pltfrm |  | Replace antennas
| Old Saybrook | Ferry Road | AT&T | CL&P | self-support lattice - utility pole | 195 | 190 | 34 | replace 3 existing antennas and 6 TMAs with 9 new antennas and 6 new TMAs
| Old Saybrook | Ferry Road | AT&T | Eversource | self-support lattice - utility pole | 195 | 190 | 34 | replace 3 ant w/ 3 850 MHz; add 6 TMAs
| Old Saybrook | Ferry Road | Sprint | Eversource | self-support lattice - utility pole | 136.5 | 190 | 34 | remove 3 antennas; replace 3 antennas w 3x800/1900/2500 MHz antennas; add 6 RRUs
| Old Saybrook | - River Road | AT&T | American Tower | monopole | 90 | 120 |  |  | 5x3.5 pad | add 2 equipment cabinets on new pad
| Old Saybrook | - River Road | Nextel | Nextel | monopole | 130 | 130 |  | replace existing omni antennas with 12 panel antennas |  | use existing equipment shelter
| Old Saybrook | - River Road | Pocket (now MetroPCS) | Nextel | monopole | 118 | 130 |  | flush mount 3 antennas
| Old Saybrook | Middlesex Turnpike | AT&T | Sprint | monopole | 165 | 175 |  | add 6 Allgon 7250.03 panel antennas | pad | Sprint on tower @ 175'
| Old Saybrook | Middlesex Turnpike | Sprint | Crown Castle | monopole | 172 | 175 |  | replace 6 CDMA antennas with 3 dual-band antennas |  | 4G/LTE upgrade
| Old Saybrook | Middlesex Turnpike | Sprint | Crown Castle | monopole | 172 | 175 |  | add 3 new dual-band antennas to 3 existing dual-band antennas
| Old Saybrook | Middlesex Turnpike | Sprint | Crown Castle | monopole |  | 175 |  |  |  | replace existing propane generator with new propane generator | propane
| Old Saybrook | Middlesex Turnpike | Sprint | Crown Castle | monopole | 172 | 175 |  | install 3 x 2500 mHz antnennas ; add 3 rru's
| Old Saybrook | Middlesex Turnpike | VoiceStream | Crossroads Communications of OS | guyed-lattice | 167' 8"; 155' 8" | 198 |  | 6-EMS dual-pol antennas | cabinet
| Old Saybrook | Middlesex Turnpike | VoiceStream | Crossroads Communications of OS | guyed-lattice | 167'8"; 155'8" | 198 |  | 6 EMS dual-pol antennas (3 on each platform) | 2 cabinets
| Old Saybrook | Middlesex Turnpike | AT&T | Crossroads Communications of OS | guyed-lattice | 145 | 198 |  | add 6 Allgon 7250.02 panel antennas |  | 2 equipment cabinets on 6x10 concrete pad
| Old Saybrook | Middlesex Turnpike | T-Mobile | Crossroads Communications of OS | guyed-lattice | 167'8"; 155'8" | 198 |  | E911 upgrade
| Old Saybrook | Middlesex Turnpike | Verizon | Crossroads Communications of OS | guyed-lattice | 120 | 198 |  | add 3 EMS-FR901200DAL2 panel antennas | 12x30 | equipment shelter
| Old Saybrook | Middlesex Turnpike | AT&T | Crossroads Communications of OS | guyed-lattice | 145 | 198 |  | remove all antennas
| Old Saybrook | Middlesex Turnpike | Cingular | Crossroads Communications of OS | guyed-lattice | 145 | 198 |  | replace 3 existing antennas with 3 new ones |  | add 6 tower mount amplifiers
| Old Saybrook | Middlesex Turnpike | Old Saybrook PD | Crossroads Communications of OS | guyed-lattice | var. | 198 |  | two whip antennas @ 178'; one microwave dish @ 82'
| Old Saybrook | Middlesex Turnpike | AT&T | Crossroads Communications of OS | guyed-lattice | 145 | 198 |  | replace 3 existing GSM/UMTS antennas with 3 multi-band antennas |  | 4G/LTE upgrade
| Old Saybrook | Middlesex Turnpike | T-Mobile | Crossroads Communications of OS | guyed-lattice | 167 | 198 |  | replace 3 existing antennas with 3 new 4G antennas |  | 4G/LTE upgrade
Petition No. 551 | Old Saybrook | Ford Drive | Omnipoint/VoiceStream | Amtrak | monopole | 150 | 150 |  | 6 EMS-RR90-17-02DP antennas, also Amtrak to have 2 Omni antennas (DB586 & DB616), Decibel whip antennas @ 50', 70', and 100' levels |  | replace existing 104' monopole
| Old Saybrook | Ford Drive | T-Mobile | Amtrak | monopole | 150 | 150 |  | replace 3 of 6 existing GSM antennas with 3 UMTS antennas |  | UMTS upgrade
| Old Saybrook | Ford Drive | T-Mobile | Amtrak | monopole | 150 | 150 |  | remove all 6 existing antennas; install 9 new antennas
| Old Saybrook | Springbrook Road | Verizon | Crossroads Communications | monopole | 173 | 175 |  | install 12 panel antennas | 12x20
| Old Saybrook | Springbrook Road | Pocket (now MetroPCS) | Crossroads Communications | monopole | 150 | 175 |  | flush mount 3 antennas
| Old Saybrook | Springbrook Road | MetroPCS | Crossroads Communications | monopole | 162 | 175 |  | install 6 panel antennas
| Old Saybrook | Springbrook Road | Verizon | Crossroads Communications | monopole | 173 | 175 |  | replace 6 of 12 existing antennas with 3 PCS and 3 LTE antennas
| Old Saybrook | Springbrook Road | Verizon | Crossroads Communications | monopole | 173 | 175 |  | replace 6 of 12 existing antennas with 3 new 850 MHz CDMA and 3 new 2100 MHz LTE antennas
| Old Saybrook | Springbrook Road | MetroPCS | Crossroads Communications | monopole | 162 | 175 |  | replace 3 existing GSM antennas with 6 new multi-band antennas |  | 4G/LTE upgrade
| Old Saybrook | Springbrook Road | T-Mobile | American Tower Corporation | monopole | 163 | 175 |  | install 3 700 MHz antennas
| Old Saybrook | Springbrook Road | Verizon | American Tower Corporation | monopole | 173 | 175 |  | replace 6 antennas w 6 x 700/850/1900/2100 MHz antennas
| Old Saybrook | Springbrook Road | T-Mobile | American Tower Corporation | monopole | 163 | 175 |  | replace 6 antennas w 3x600/700 MHz & 3x1900/2100 MHz antennas; install 3 rru's
Petition No. 1191 | Old Saybrook | Custom Drive | Verizon | ZZZ & I LLC | rooftop | 31.3 | 24.3 | 19.3 | 2100 MHz canister antenna | cabinets | small cell antenna attached to rooftop
Petition No. 1336 | Old Saybrook | Custom Drive | Verizon | ZZZ & I LLC | rooftop |  | 24 |  |  | 17'x29'shelter | install C-RAN equipment.
| Old Saybrook | Middlesex/Bokum Road - South | Pocket (now MetroPCS) | Crossroads Communications | guyed-lattice | 150 | 200 |  | install 3 Kathrein 742-213 antennas |  | tower used by WLIS to transmit its AM signal
Docket No. 406 | Orange | Marsh Hill Road | UI | UI | self-support lattice | var. | 100 | 105 | 10 antennas of various types | 15x22
| Orange | South Orange Center Road | Sprint | Town of Orange | monopole | 127 | 180 | 45 | 12 panel | cabinet | GPS @ 50'
| Orange | South Orange Center Road | Verizon | Town of Orange | monopole | 117 | 180 | 45 | add 12 DB844H90 antennas | 12x30
| Orange | South Orange Center Road | AT&T | Town of Orange | monopole | 177 | 180 | 45 | add three 776QNB120EXM antennas for E911 purposes | 12x30
| Orange | South Orange Center Road | Verizon | Town of Orange | monopole | 117 | 180 | 45 | replace 6 of 12 existing cellular antennas with 6 PCS antennas | 12x30
| Orange | South Orange Center Road | Nextel | Town of Orange | monopole | 137 | 180 | 45 | 12 panel antennas | 12x20
| Orange | South Orange Center Road | T-Mobile | Town of Orange | monopole | 148 | 180 | 45 | install 9 panel antennas | pads
| Orange | South Orange Center Road | Cingular | Town of Orange | monopole | 177 | 180 | 45 | replace existing antennas (AT&T) with 6 new ones |  | replace existing TMAs with 12 new ones
| Orange | South Orange Center Road | T-Mobile | Town of Orange | monopole | 150 | 180 | 45 | add 3 antennas to 3 existing antennas |  | add UMTS cabinet
| Orange | South Orange Center Road | Pocket (now MetroPCS) | Town of Orange | monopole | 165 | 180 | 45 | flush mount 3 antennas
| Orange | South Orange Center Road | Verizon | Town of Orange | monopole | 117 | 180 | 45 | replace 2 existing cellular antennas with new ones and install 3 700 MHz antennas
| Orange | South Orange Center Road | Clearwire | Town of Orange | monopole | 127 | 180 | 45 | install 3 WiMAX antennas and 2 microwave dishes
| Orange | South Orange Center Road | AT&T | Town of Orange | monopole | 177 | 180 | 45 | add 3 LTE antennas to 6 existing antennas
| Orange | South Orange Center Road | T-Mobile | Town of Orange | monopole | 150 | 180 | 45 | LTE upgrade - replace 6 existing antennas with 6 new antennas
| Orange | South Orange Center Road | Verizon | Town of Orange | monopole | 117 | 180 | 45 | replace 12 existing antennas with 6 cellular, 3 PCS, and 3 LTE antennas
| Orange | South Orange Center Road | Sprint | Town of Orange | monopole | 127 | 180 | 45 | replace 6 existing CDMA antennas with 3 dual-band antennas |  | 4G/LTE upgrade
| Orange | South Orange Center Road | AT&T | Town of Orange | monopole | n/a | 180 | 45 | n/a |  | install 50 kW diesel generator for backup power | diesel generator
| Orange | South Orange Center Road | Verizon | Town of Orange | monopole | 117 | 180 | 45 | replace 6 of 12 existing antennas with 3 cellular and 3 AWS antennas
| Orange | South Orange Center Road | AT&T | Town of Orange | monopole | 177 | 180 | 45 | replace 9 antennas with 9 new antennas and retain 3 of old antennas
| Orange | South Orange Center Road | Sprint | Town of Orange | monopole | 127 | 180 | 45 | replace 3 of 6 existing panel antennas with 3 new LTE antennas
| Orange | South Orange Center Road | T-Mobile | Town of Orange | monopole | 170 | 180 | 45 | remove 3 MetroPCS antennas; add 3 new antennas to 6 existing T-Mobile antennas
| Orange | South Orange Center Road | T-Mobile | Town of Orange | monopole | 145.5 | 180 | 45 | replace 3 existing antennas with 3 1900/2100MHz antennas, install 1 cable
| Orange | South Orange Center Road | AT&T | Crown Castle | monopole | 177 | 180 | 45 | replace 3 antennas and 3 RRHs
| Orange | South Orange Center Road | AT&T | Crown Castle | monopole | 177 | 180 | 45 | install 6 triplexers and 6 RRHs
| Orange | South Orange Center Road | AT&T | Crown Castle | monopole | 177 | 180 | 45 | install 3 700/2100 MHz antennas and 6 RRHs on platform
| Orange | South Orange Center Road | T-Mobile | Crown Castle | monopole | 150 | 180 | 45 | replace 3 antennas w 3 x 600/700 MHz antennas; replace 3 rru's
| Orange | South Orange Center Road | Verizon | Crown Castle | monopole | 115 | 180 | 45 | remove 3 antennas, replace 6 antennas with 3 x700MHz &3x2100MHz antennas
| Orange | South Orange Center Road | T-Mobile | Crown Castle | monopole | 150 | 180 | 45 | replace 3 antennas w 3 x 600/700 MHz antennas; add 3 rru's
| Orange | Bittersweet Road | T-Mobile | CL&P | utility pole | 157 | 160 |  | remove 3 existing antennas; replace with 3 new GSM/UMTS antennas and 3 twin AWS TMAs
| Orange | Bittersweet Road | T-Mobile | CL&P | utility pole | 157 | 160 |  | install 3 x 600/700 MHz antennas | install 3 x rru's | replace antenna mount and relocate equipment
Petiton No. 1063 | Orange | Ridge Road | AT&T | CL&P | utility pole | 111 | 96 | 155.5 | install 12 antennas | 12x20 | install 15' power mount extension on 96' transmission line tower
| Orange | Ridge Road | AT&T | CL&P | utility pole | 111 | 96 | 155.5 | replace 3 antennas with 3 880/1900 MHz antennas
Docket No. 177 | Orange | Orange Center Road | Sprint | Orange, Town of | monopole | 136 | 160 | 191 | 9-4'x.5' panels |  | Share tower with SCLP, Nextel, BAM.and building
Docket No. 177 | Orange | Orange Center Road | BAM | Orange, Town of | monopole | 158 | 160 | 191 | 12-52"x12" panels | 3-buildings | Share tower with SCLP, Nextel, Sprint. 2-12'x30 and 1-8'x15' building
Docket No. 177 | Orange | Orange Center Road | Nextel | Orange, Town of | monopole | 169 | 160 | 191 | 3-14.5' whips |  | Share tower with SCLP, Sprint, BAM.and building
Docket No. 177 | Orange | Orange Center Road | SCLP | Orange, Town of | monopole | 146 | 160 | 191 | 12-52"x12" panels |  | Share tower with Sprint, Nextel, BAM.and building
| Orange | Orange Center Road | AT&T Wireless | Orange, Town of | monopole | 111 | 160 | 191 | 12 Allgon 7184.14 panels | cabinets
| Orange | Orange Center Road | AT&T Wireless | Orange, Town of | monopole | n/a | 160 | 196 | n/a | cabinet | install new cabinet, expand pad
| Orange | Orange Center Road | Verizon | Orange, Town of | monopole | n/a | 160 | 190 | n/a |  | replace diesel generator with propane generator | diesel generator
| Orange | Orange Center Road | SNET/Cingular | Orange, Town of | monopole | 150 | 160 | 196 | replace existing antennas with 9 CSS DUO4-8670, 6 tower mount amplifiers, 3 diplexers
| Orange | Orange Center Road | AT&T Wireless | Orange, Town of | monopole | n/a | 160 | 196 | add GPS antenna for E911
| Orange | Orange Center Road | T-Mobile | Orange, Town of | monopole | 123 | 160 | 196 | add 6 EMS-RR90-17-02DP antennas | pad | 2 S8000 BTS cabinets
| Orange | Orange Center Road | Verizon | Orange, Town of | monopole | 135 | 160 | 196 | replace 6 cellular antennas with 6 PCS antennas
| Orange | Orange Center Road | Cingular/AT&T | Orange, Town of | monopole | 111 | 160 | 196 | remove all AT&T antennas and equipment
| Orange | Orange Center Road | Verizon | Orange, Town of | monopole | 155 | 160 | 196 | replace 6 cellular antennas with 6 new ones
| Orange | Orange Center Road | Pocket (now MetroPCS) | Orange, Town of | monopole | 113 | 160 | 196 | flush mount 3 antennas
| Orange | Orange Center Road | Cingular | Orange, Town of | monopole | 148 | 160 | 196 | remove 9 existing antennas, 6 TMAs, 6 diplexers; install 6 new antennas, 6 TMAs, 6 diplexers
| Orange | Orange Center Road | Clearwire | Orange, Town of | monopole | 167 | 160 | 196 | remove 3 of 9 Nextel antennas; install 3 panel antennas, 2 microwave dishes
| Orange | Orange Center Road | T-Mobile | Orange, Town of | monopole | 121 | 160 | 196 | add 3 UMTS quad pole antennas and replace 6 existing TMAS with 6 new ones
| Orange | Orange Center Road | Cingular/AT&T | Orange, Town of | monopole | 145 | 160 | 196 | add 3 new antennas to 6 existing antennas
| Orange | Orange Center Road | Verizon | Orange, Town of | monopole | 155 | 160 | 196 | replace 12 existing antennas with 6 cellular, 3 PCS, and 3 LTE antennas
| Orange | Orange Center Road | T-Mobile | Orange, Town of | monopole | 121 | 160 | 196 | LTE upgrade - replace 6 existing antennas with 6 new antennas
| Orange | Orange Center Road | MetroPCS | Orange, Town of | monopole | n/a | 160 | 196 | n/a |  | replace radio cabinet as part of LTE upgrade
| Orange | Orange Center Road | Verizon | Orange, Town of | monopole | 158 | 160 | 196 | add 3 AWS antennas to 12 existing antennas
| Orange | Orange Center Road | AT&T | Orange, Town of | monopole | n/a | 160 | 196 | n/a |  | install 50 kW diesel generator for backup power | diesel generator
| Orange | Orange Center Road | Sprint | Orange, Town of | monopole | 136 | 160 | 196 | replace 6 CDMA antennas with 3 dual-band antennas |  | 4G/LTE upgrade
| Orange | Orange Center Road | T-Mobile | Orange, Town of | monopole | 121 | 160 | 196 | add 3 new antennas to 6 existing antennas
| Orange | Orange Center Road | T-Mobile | Orange, Town of | monopole | 121 | 160 | 196 | replace 3 ant w/ 3 1900/2100 MHz
| Orange | Orange Center Road | AT&T | Verizon | monopole | 148 | 160 | 196 | replace 3 ant w/ 3 700/1900 MHz ant; add 6 RRHs
| Orange | Orange Center Road | T-Mobile | Verizon | monopole | 123 | 160 | 196 | replace 3 antennas with 3 x 600/700 MHz antennas;
Petition No. 1043 | Orange | Overland Drive | AT&T | CL&P | utility pole | 130 | 130 | 265 | install 9 panel antennas |  | petition adds 10-foot extension to 120-foot transmission line pole
| Orange | Overland Drive | AT&T | Eversource | utility pole | 130 | 130 | 265 | remove tree TMAs, install six TMAs, install thrree RRHs on ground equip.
| Orange | Overland Drive | AT&T | Eversource | utility pole | 130 | 130 | 265 | relocate 6 antennas; replace 3 antenas w 3x 700/850/2100/5G 850 MHz antennas; | add 8 rrus, upgrade g.l equipment
Petition No. 1107 | Orange | Robinson Boulevard | Verizon | Verizon | monopole | 62 | 62 | 19 | install 12 panel antennas | 12x24 | petition for a 35' tower on top of a 25-foot building; overall ht. is 62.8' agl | natural gas generator
Dockt No. 262 | Orange | Grassy Hill Road | Sprint | Sprint | monopole | 130 | 140 | 85 | up to 12 antennas | pad
| Orange | Grassy Hill Road | T-Mobile | Sprint | monopole | 110 | 140 | 85 | install 12 panel antennas | pads
| Orange | Grassy Hill Road | Sprint Nextel | Sprint | monopole | 130 | 140 | 85 | install 3 WiMAX antennas
| Orange | Grassy Hill Road | Cingular | Sprint | monopole | 140 | 140 | 85 | replace 3 existing antennas with 3 powerwave 7770 antennas | pad | install 6 tower mount amplifiers, install 2 additional cabinets
| Orange | Grassy Hill Road | Pocket (now MetroPCS) | Sprint | monopole | 100 | 140 | 85 | flush mount 3 antennas
| Orange | Grassy Hill Road | T-Mobile | Crown Castle | monopole | 110 | 140 | 85 | replace 3 existing antennas with 3 new ones |  | UMTS upgrade
| Orange | Grassy Hill Road | Verizon | Crown Castle | monopole | 118 | 140 | 85 | replace 12 existing antennas with 6 new PCS, 6 new cellular antennas
| Orange | Grassy Hill Road | Clearwire | Crown Castle | monopole | 130 | 140 | 85 | install 3 panel antennas and 3 microwave dishes
| Orange | Grassy Hill Road | Verizon | Crown Castle | monopole | 118 | 140 | 85 | replace 6 existing PCS antennas with 3 new PCS and 3 700 MHz antennas
| Orange | Grassy Hill Road | AT&T | Crown Castle | monopole | 140 | 140 | 85 | add 3 antennas and 6 RRHs to 6 existing antennas and 6 TMAs
| Orange | Grassy Hill Road | Sprint | Crown Castle | monopole | 130 | 140 | 85 | replace 6 existing CDMA antennas with 3 quad pole antennas for LTE
| Orange | Grassy Hill Road | T-Mobile | Crown Castle | monopole | 109 | 140 | 85 | replace 3 of 6 existing antennas with 3 new LTE antennas
| Orange | Grassy Hill Road | Verizon | Crown Castle | monopole | 118 | 140 | 85 | replace 6 of 12 existing antennas with 3 new cellular and 3 new AWS antennas
| Orange | Grassy Hill Road | Sprint | Crown Castle | monopole | 130 | 140 | 85 | add 3 new dual-band antennas to 3 existing dual-band antennas
| Orange | Grassy Hill Road | T-Mobile | Crown Castle | monopole | 109 | 140 | 85 | install 3 700 and 3 1900/2100 MHz antennas
| Orange | Grassy Hill Road | AT&T | Crown Castle | monopole | 140 | 140 | 85 | replace 3 antennas w/ 3 700 MHz antennas; add 3 RRHs
| Orange | Grassy Hill Road | Sprint | Crown Castle | monopole | 130 | 140 | 85 | install 3 2500 MHz antennas
| Orange | Grassy Hill Road | T-Mobile | Crown Castle | monopole | 110 | 140 | 85 | replace 3 antennas w 3 x 600/700 MHz antennas; replace 3 rru's
Docket No. 177 | Orange | Ogg Meadow Road | Sprint | BAM | monopole | 136 | 160 | 192 | 9-4'x.5' panels |  | Share tower with SCLP, Nextel, BAM.and building
| Orange | Ogg Meadow Road | BAM | BAM | monopole | 158 | 160 | 192 | 12-52"x12" panels | 3-buildings | Share tower with SCLP, Nextel, Sprint. 2-12'x30 and 1-8'x15' building
| Orange | Ogg Meadow Road | Nextel | BAM | monopole | 80 | 160 | 192 | 3-14.5' whips |  | Share tower with SCLP, Sprint, BAM.and building
| Orange | Ogg Meadow Road | SCLP | BAM | monopole | 146 | 160 | 192 | 12-52"x12" panels |  | Share tower with Sprint, Nextel, BAM.and building
| Orange | Ogg Meadow Road | BAM | [7 empty] | Transfer of Certificate from BAM to Crown Atlantic Company, LLC
| Orange | Ogg Meadow Road | Nextel | Crown | monopole | 117 | 160 | 192 | 12-panels, ALP 9212 | 10x20
Petition No. 436 | Orange | Ogg Meadow Road | Crown/ATT Wireless | Crown | monopole | 170 | 160 | 192 | 3-panel antennas, 56"x8"x2.75" | 10x20 | 4.5" diameter mounting pipe
| Orange | Ogg Meadow Road | Metricom | Crown Media | monopole | 70 | 160 |  | 8-triple decibel ISM; 4-WCS decibel
| Orange | Ogg Meadow Road | XM Satellite | Crown Media | monopole | 50(dish);105(ant) | 160 |  | 1-omnidirectional ant.; 25.25" dish on ice bridge | 10'x12'
| Orange | Ogg Meadow Road | AT&T Wireless | Crown | monopole | [5 empty] | install new equipment within existing shelter
| Orange | Ogg Meadow Road | SNET/Cingular | Crown | monopole | 150 | 160 | 192 | replace existing antennas with 9 CSS DUO4-8670, 6 tower mount amplifiers, 3 diplexers, 1 LMU @ 25'
| Orange | Ogg Meadow Road | AT&T Wireless | Crown | monopole |  | 160 | 192 | add GPS antenna for E911
| Orange | Ogg Meadow Road | T-Mobile | Crown | monopole | 125 | 160 | 192 | add 3 antennas to 3 existing antennas |  | two more equipment cabinets
| Orange | Ogg Meadow Road | Verizon | Crown | monopole | 161 | 160 | 192 | replace 6 cellular antennas with 6 PCS antennas
| Orange | Ogg Meadow Road | Cingular | Crown | monopole | 152 | 160 | 192 | replace 3 existing antennas with 3 new ones |  | add 3 new diplexers
| Orange | Ogg Meadow Road | Cingular/AT&T | Crown | monopole |  | 160 | 192 | remove all AT&T antennas and equipment
| Orange | Ogg Meadow Road | Pocket (now MetroPCS) | Crown | monopole | 100 | 160 | 192 | flush mount 3 antennas
| Orange | Ogg Meadow Road | T-Mobile | Crown | monopole | 128 | 160 | 192 | replace 3 of 6 existing antennas |  | UMTS upgrade
| Orange | Ogg Meadow Road | Clearwire | Crown | monopole | 110 | 160 | 192 | install 3 panel antennas and 3 microwave dishes
| Orange | Ogg Meadow Road | AT&T | Crown | monopole | 152 | 160 | 192 | replace 9 existing antennas and 6 TMAs with 6 new antennas, 6 TMAs, and 6 RRHs
| Orange | Ogg Meadow Road | Verizon | Crown | monopole | 160 | 160 | 192 | replace 12 existing antennas with 6 cellular, 3 PCS, and 3 LTE antennas
| Orange | Ogg Meadow Road | Sprint | Crown Castle | monopole | 136 | 160 | 192 | replace 6 CDMA antennas with 3 dual-band antennas |  | 4G/LTE upgrade
| Orange | Ogg Meadow Road | T-Mobile | Crown Castle | monopole | 129 | 160 | 192 | replace 6 dual band antennas with 3 new multi-band antennas |  | 4G/LTE upgrade
| Orange | Ogg Meadow Road | Sprint | Crown Castle | monopole | 137 | 160 | 192 | add 3 LTE antennas to 3 existing ones
| Orange | Ogg Meadow Road | Verizon | Crown Castle | monopole | 162 | 160 | 192 | replace its 12 existing antennas with 3 new 700 MHz, 3 new 850 MHz, 3 new 1900 MHz, and 3 new 2100 MHz antennas
| Orange | Ogg Meadow Road | T-Mobile | Crown Castle | monopole | 129 | 161 | 192 | install 6 3 700 and 3 2100 MHz antennas |  | remove pipe extension, remove all equipment @ 170', 156' and 118'
| Orange | Ogg Meadow Road | AT&T | Crown Castle | monopole | 152 | 161 | 192 | replace 6 antennas with 3 800 and 3 1900 MHz antennas
| Orange | Ogg Meadow Road | Sprint | Crown Castle | monopole | 137 | 160 | 192 | install 3 2500 MHz antennas; add 3 RRHs
Docket No. 448 | Orange | Derby Milford Road | Verizon | Verizon | monopole | 100 | 100 |  | install 12 panel antennas | 12x30 |  | diesel generator
Petition No. 486 | Orange | Hunting Hill Place | T-Mobile | CL&P | utility pole | 112 | 100 |  | six EMS DR65-18-02DPL2Q panel antennas | pad | 3 Nortel S8000 cabinets
| Oxford | Willenbrock Road | Sprint | SBA | monopole | 150 | 150 | 548 | 6 panel antennas | 12x20
| Oxford | Willenbrock Road | Verizon | SBA | monopole | 137 | 150 | 548 | 12 panel antennae | 12x30 | 40kW diesel-fueled emergency generator and 1 GPS receiver | diesel generator
| Oxford | Willenbrock Road | Nextel | SBA | monopole | 127 | 150 | 548 | 12 panel | 12x20 | subject to town zoning
| Oxford | Willenbrock Road | AT&T Wireless | SBA | monopole | 117 | 150 | 548 | 6 Allgon 7250 panel antennas |  | 2 new, 2 future equipment cabinets on 6x10 concrete pad
| Oxford | Willenbrock Road | Verizon | SBA | monopole | 137 | 150 | 548 | replace 6 cellular with 6 PCS antennas
| Oxford | Willenbrock Road | Verizon | SBA | monopole | 137 | 150 | 548 | replace 6 cellular antennas with 6 new ones
| Oxford | Willenbrock Road | Cingular | SBA | monopole | 117 | 150 | 548 | remove 3 existing antennas, install 3 new antennas and 6 TMAs
| Oxford | Willenbrock Road | AT&T | SBA | monopole | 117 | 150 | 548 | add 3 new LTE antennas to 3 existing GSM/UMTS antennas
| Oxford | Willenbrock Road | Sprint | SBA | monopole | 147 | 150 | 548 | replace 12 CDMA antennas with 3 dual-band antennas
| Oxford | Willenbrock Road | Verizon | SBA | monopole | 137 | 150 | 548 | replace 6 of 12 existing antennas with 3 PCS and 3 LTE antennas
| Oxford | Willenbrock Road | Verizon | SBA | monopole | 137 | 150 | 548 | replace 6 of 12 existing antennas with 3 850 MHz antennas and 3 AWS antennas
| Oxford | Willenbrock Road | Sprint | SBA | monopole | 147 | 150 | 548 | add 3 new CDMA/LTE antennas to 3 existing antennas
| Oxford | Coppermine Road | Sprint | Nextel | monopole | 168 | 180 |  | add 8 DB980F65E-M and 4 DB980F90E-M antennas |  | equipment on 10x20 concrete pad
| Oxford | Coppermine Road | Cingular | Nextel | monopole | 158 | 180 |  | install up to 12 CSS DUO-1417-8686 panel antennas | 12x20
| Oxford | Coppermine Road | Verizon | Nextel | monopole | 148 | 180 |  | install 12 DB848H90 panel antennas | 12x30
| Oxford | Coppermine Road | Cingular | Nextel | monopole | 158 | 180 |  | remove existing antennas, replace with 6 new antennas and 6 diplexers
| Oxford | Coppermine Road | AT&T | TowerCo | monopole | 161 | 180 |  | replace 6 of 9 existing dual-band antennas with 6 multi-band antennas |  | 4G/LTE upgrade
| Oxford | Coppermine Road | Verizon | TowerCo | monopole | 148 | 180 |  | replace 12 existing antennas with 6 cellular, 3 PCS, and 3 LTE antennas
| Oxford | Coppermine Road | Sprint | SBA | monopole | 168.5 | 180 |  | replace 6 CDMA antennas with 3 dual-band antennas |  | 4G/LTE upgrade
| Oxford | Coppermine Road | Sprint | SBA | monopole | 168 | 180 |  | add 3 new CDMA/LTE antennas
| Oxford | Great Oak Road | AT&T | Sprint | monopole | 130 | 150 |  | add 6 Allgon 7250.03 panel antennas |  | up to 4 equipment cabinets on concrete pad, Sprint @ 150' also on pole
| Oxford | Great Oak Road | Verizon | Sprint | monopole | 140 | 150 |  | add 12 DB844H90E-XY panel antennas | 12x30
| Oxford | Great Oak Road | Cingular | Sprint | monopole | 130 | 150 |  | remove 3 existing antennas; install 3 new antennas and 6 TMAs
| Oxford | Great Oak Road | AT&T | Crown Castle | monopole | 128 | 150 |  | remove 3 existing antennas; install 3 new LTE, 3 new GSM, and 3 new UMTS antennas
| Oxford | Great Oak Road | Verizon | Crown Castle | monopole | 140 | 150 |  | replace 12 existing antennas with 6 cellular, 3 PCS, and 3 LTE antennas
| Oxford | Great Oak Road | Sprint | Crown Castle | monopole | 147 | 150 |  | replace 6 CDMA antennas with 3 dual-band antennas
| Oxford | Great Oak Road | Sprint | Crown Castle | monopole | 147 | 150 |  | replace 3 antennas w 3 x 850/1900 & install 3 x 2500 MHz antennas; add 6 rru's
| Oxford | Great Oak Road | AT&T | Crown Castle | monopole | 127 | 150 |  | replace 6 antennas w 6 x 700/1900/2100/2300 MHz antennas; replace 3 rru's; add 3 rru's
| Oxford | Oxford Road | Verizon | Sprint | monopole | 130 | 150 |  | 12-Decibel antennas; 1 GPS antenna | 12'x30' | 40 KW diesel fueled emergency stand-by generator | diesel generator
| Oxford | Oxford Road | SCLP | Sprint | monopole | 140 | 150 |  | 12 DB846H80 panel antennae | 12x20
| Oxford | Oxford Road | SNET/Cingular | Sprint | monopole | 140 | 150 |  | replace existing antennas with 9 CSS DUO4-8670, 6 tower mount amplifiers, 1 LMU @ 60'
| Oxford | Oxford Road | AT&T | Sprint | monopole | 100 | 150 |  | add 6 Allgon 7250.03 panel antennas |  | up to 4 equipment cabinets on concrete pad
| Oxford | Oxford Road | Verizon | Sprint | monopole | 130 | 150 |  | replace 6 cellular antennas with 6 PCS antennas
| Oxford | Oxford Road | AT&T | Sprint | monopole | 100 | 150 |  | remove antennas - no longer in use
| Oxford | Oxford Road | Cingular | Sprint | monopole | 140 | 150 |  | remove 3 existing antennas; replace with 3 new antennas and 6 diplexers
| Oxford | Oxford Road | MetroPCS | Sprint | monopole | 117 | 150 |  | install 6 panel antennas
| Oxford | Oxford Road | Verizon | Sprint | monopole | 130 | 150 |  | replace 12 existing antennas with 6 cellular, 3 PCS, and 3 LTE antennas
| Oxford | Oxford Road | AT&T | Crown Castle | monopole | 139 | 150 |  | replace 6 of 9 dual-band antennas with 6 new multi-band antennas |  | 4G/ LTE upgrade
| Oxford | Oxford Road | Sprint | Crown Castle | monopole | 150 | 150 |  | replace 6 CDMA antennas with 3 dual-band antennas |  | 4G/ LTE upgrade
| Oxford | Oxford Road | AT&T | Crown Castle | monopole |  | 150 |  |  |  | install 50 kW diesel generator for backup power | diesel generator
| Oxford | Oxford Road | AT&T | Crown Castle | monopole |  | 150 |  | add 3 remote radio heads previously approved
| Oxford | Oxford Road | Verizon | Crown Castle | monopole | 129 | 150 |  | replace 7 ant. w/ 1 700 MHz, 3 1900 MHz, 3 2100 MHz
| Oxford | Oxford Road | AT&T | Crown Castle | monopole | 137 | 150 |  | replace 3 existing RRH with 3 new RRH, AT&T would also remove six diplexers
| Oxford | Oxford Road | Sprint | Crown Castle | monopole | 150 | 150 |  | install 3 2500 MHz antennas and 3 RRHs on platform
Petition No. 141 | Oxford | Shelton Road | NECS | DEP | self-support lattice | 80 | 84 | 760 | 1-8' dish
Petition No. 308a | Oxford | Shelton Road | SCLP | DEP | self-support lattice | 92 | 94 | 766 | 9- direct ant | 24x24 | Ammend petition, replace existing 80' tower with new 94'
| Oxford | Shelton Road | Cingular | DEP | self-support lattice | 92 | 94 | 766 | replace existing with 6 CSS DUO1417-8686-4-0, 6 tower mount amplifiers
| Oxford | Shelton Road | Cingular | DEP | self-support lattice | 92 | 94 | 766 | remove 6 existing antennas, 6 TMAs; replace with 6 new antennas, 6 TMAs, 6 diplexers |  | UMTS upgrade
| Oxford | Shelton Road | AT&T (Cingular) | DEP | self-support lattice | 92 | 94 | 766 | replace 6 existing antennas and 6 TMAs with 6 new antennas and 6 TMAs
| Oxford | Shelton Road | AT&T | CSP | self-support lattice | 92 | 94 | 766 | replace 6 dual-band antennas with 6 multi-band antennas |  | 4G/LTE upgrade
| Oxford | Oxford Road | AT&T | IWS | monopole | 147 | 150 |  | install 6 Allgon 7250.03 antennas | pad | up to 4 equipment cabinets
| Oxford | Oxford Road | Cingular | IWS | monopole | 137 | 150 |  | add up to 12 CSS DUO4-8670 panel antennas | 12x20
| Oxford | Oxford Road | AT&T | IWS | monopole | 147 | 150 |  | remove antennas - no longer in use
| Oxford | Oxford Road | Verizon | Crown Castle | monopole | 147 | 150 |  | install 12 panel antennas | 12x30
| Oxford | Oxford Road | Cingular | Crown Castle | monopole | 137 | 150 |  | remove 3 existing antennas; install 3 new antennas and 6 diplexers
| Oxford | Oxford Road | Verizon | Crown Castle | monopole | 147 | 150 |  | replace 6 of 12 existing antennas with 3 new PCS and 3 new LTE antennas
| Oxford | Oxford Road | AT&T | Crown Castle | monopole | 137 | 150 |  | replace 6 of 9 existing antennas with 3 new LTE and 3 new GSM antennas
| Oxford | Oxford Road | Verizon | Crown Castle | monopole | 147 | 150 |  | add 3 new LTE antennas to 12 existing antennas |  | 4G/LTE upgrade
| Oxford | Oxford Road | AT&T | Crown Castle | monopole | 137 | 150 |  | replace 3 RRHs
| Oxford | Oxford Road | Verizon | Crown Castle | monopole | 147 | 150 |  | replace 6 antennas w/ 3 700 MHz and 3 1900 MHz antennas; install 9 RRHs
| Oxford | Oxford Road | Verizon | Crown Castle | monopole | 147 | 150 |  | replace 6 antennas w 3 x 700/2100 MHz & 6 x 700/850/1900/2100 MHz antennas; add 9 x rru's
Docket No. 261 | Oxford | Quaker Farms Road | AT&T | AT&T | monopole | 150 | 150 |  | up to 12 panel antennas | pad | up to 4 equipment cabinets
| Oxford | Quaker Farms Road | Cingular | New Cingular | monopole | 137 | 150 |  | add second set of 6 antennas | 12x20
| Oxford | Quaker Farms Road | T-Mobile | New Cingular | monopole | 129 | 150 |  | install 3 flush-mounted antennas | pad
| Oxford | Quaker Farms Road | Verizon | New Cingular | monopole | 120 | 150 |  | install 6 panel antennas | 12x30
| Oxford | Quaker Farms Road | Verizon | New Cingular | monopole | 120 | 150 |  | add three antennas to 6 existing antennas
| Oxford | Quaker Farms Road | AT&T | AT&T | monopole | 150 | 150 |  | add 3 LTE antennas to 3 existing antennas
| Oxford | Quaker Farms Road | Verizon | Crown Castle | monopole | 120 | 150 |  | replace 6 antennas w/ 3 1900 MHz CDMA & 3 dual-band 700/2100 MHz LTE + 5 RRHs
| Oxford | Quaker Farms Road | T-Mobile | Crown Castle | monopole | 129 | 150 |  | install 3 LTE ant. 3 RRUs on H-frame in compound
| Oxford | Quaker Farms Road | AT&T | Crown Castle | monopole | 149 | 150 |  | install three RRHs and 6 diplexers
| Oxford | Quaker Farms Road | AT&T | Crown Castle | monopole | 149 | 150 |  | replace 3 RRUs with 3 new RRUs and install 12 tower mounted switches
| Plainfield | Norwich Road | Verizon | VoiceStream | monopole | 140 | 150 |  | add 12 DB844H90 panel antennas | 12x30 | VoiceStream on tower @ 150'
| Plainfield | Norwich Road | Verizon | VoiceStream | monopole | 140 | 150 |  | remove 6 of 12 existing antennas; install 3 new PCS and 3 new LTE antennas
| Plainfield | Norwich Road | Verizon | Crown Castle | monopole | 140 | 149 |  | replace 9 ant. w/ 3 850 MHz, 3 1900 MHz, 3 2100 MHz & 6 RRHs
| Plainfield | Norwich Road | T-Mobile | Crown Castle | monopole | 149 | 149 |  | install 3x 600/700/1900/2100 MHz antennas, add 3 rru's | add 3 rru's
Petition No. 654 | Plainfield | Norwich Road | Nextel | Nextel | monopole | 158 | 160 | 360 | up to 12 antennas | 12x20
| Plainfield | Norwich Road | AT&T | Nextel | monopole | 148 | 160 | 360 | install up to 12 Allgon 7721.02 panel antennas | pad
| Plainfield | Norwich Road | MetroPCS | Nextel | monopole | 148 | 160 | 360 | install 6 Kathrein 742-351panel antennas |  | AT&T antennas never installed - no lease rights now
Docket No. 136 | Plainfield | Spaulding Road | SNET Cellular | SNET Cellular | monopole | 150 | 150 | 559 | (4-6)- 13' whips | 12x26
| Plainfield | Spaulding Road | SNET/SCLP/BAM | SNET/SCLP | monopole | 150 | 150 | 559 | 9 directional antenna |  | BAM to share
| Plainfield | Spaulding Road | Verizon | SCLP | monopole | 110 | 154'5" |  | 12-panel Antennas
| Plainfield | Spaulding Road | SNET/Cingular | SNET/SCLP | monopole | 154 | 150 | 559 | change existing antennas to 9 CSS DUO4-8670, 9 tower mount amplifiers, 1 LMU @ 38.75
| Plainfield | Spaulding Road | Cingular | SNET/SCLP | monopole | 154 | 150 | 559 | replace 9 existing antennas with 6 new antennas, 6 TMAs, 6 diplexers
| Plainfield | Spaulding Road | Verizon | American Tower | monopole | 114 | 150 | 559 | replace 12 existing antennas with 6 cellular, 3 PCS, and 3 LTE antennas
| Plainfield | Spaulding Road | AT&T | American Tower | monopole | 154 | 150 | 559 | add 3 multi-band antennas to 6 GSM/UMTS antennas |  | 4G/LTE upgrade
| Plainfield | Spaulding Road | Verizon | American Tower | monopole | 114 | 150 | 559 | replace 9 existing antennas w/ 3 850 MHz, 3 1900 MHz, 3 2100 MHz and 6 RRHs
| Plainfield | Spaulding Road | AT&T | American Tower | monopole | 150 | 150 | 559 | replace 3 RRHs
Docket No. 234 | Plainfield | - Unity Street | Sprint | Sprint | monopole | 160 | 160 | 230 | 9 panel antennas |  | cabinets on concrete pad
| Plainfield | - Unity Street | AT&T | Sprint | monopole | 150 | 160 | 230 | install 6 Allgon 7250.03 panel antennas | pad | up to 4 equipment cabinets on concrete pad
| Plainfield | - Unity Street | T-Mobile | Sprint | monopole | 137 | 160 | 230 | intall 9 panel antennas | pad
| Plainfield | - Unity Street | Verizon | Sprint | monopole | 127 | 160 | 230 | 12 panel antennas | 12x20
| Plainfield | - Unity Street | Cingular | Sprint | monopole | 150 | 160 | 230 | remove 3 existing antennas; install 6 new antenna, 6 TMAs, and 6 diplexers |  | install new low-profile platform
| Plainfield | - Unity Street | Cingular | Sprint | monopole |  | 160 | 230 |  |  | change equipment cabinets
| Plainfield | - Unity Street | MetroPCS | Crown Castle | monopole | 105 | 160 | 230 | install 6 panel antennas
| Plainfield | - Unity Street | AT&T | Crown Castle | monopole | 150 | 160 | 230 | add 3 multi-band antennas to 6 GSM/UMTS antennas
| Plainfield | - Unity Street | Sprint | Crown Castle | monopole | 159 | 160 | 230 | replace 6 CDMA antennas with 3 dual-band antennas |  | 4G/LTE upgrade
| Plainfield | - Unity Street | Verizon | Crown Castle | monopole | 130 | 160 | 230 | replace 12 antennas with 3 700, 3 850, 3 1900, and 3 2100 MHz antennas
| Plainfield | - Unity Street | T-Mobile | Crown Castle | monopole | 139 | 160 | 230 | replace 6 antennas with 3 700 and 3 1900 MHz antennas |  |  | BBU
| Plainfield | - Unity Street | Sprint | Crown Castle | monopole | 160 | 160 | 230 | install 3 2500 MHz antennas and 3 RRHs
| Plainfield | - Unity Street | Verizon | Crown Castle | monopole | 127 | 160 | 230 | replace 6 antennas w/ 3 700 MHz, 3 2100 MHz antennas, add 6 RRHs
| Plainfield | - Unity Street | AT&T | Crown Castle | monopole | 150 | 160 | 230 | replace 3 existing antennas w/ 3 700/1900 MHz antennas; 3 RRHs
| Plainfield | - Unity Street | Verizon | Crown Castle | monopole | 127 | 160 | 230 | install 3 rru's
| Plainfield | Green Hollow Road | SCLP | SBA Inc | monopole | 155 | 175 |  | 12-ALP-110 panels | 12x26 | Shared tower with Omni
| Plainfield | Green Hollow Road | Verizon | SBA Properties | monopole | 125 | 178 |  | 12-Decibel antennas; 1 GPS antenna |  | 40 KW diesel fueled emergency stand-by generator | diesel generator
| Plainfield | Green Hollow Road | AT&T | SBA Properties | monopole | 132 | 178 |  | 6 panel (Allgon 7250) |  | add 2 equipment cabinets on existing pad
| Plainfield | Green Hollow Road | Cingular | SBA Properties | monopole | 155 | 178 |  | replace existing antennas with 9 DUO4-8670, 6 tower mount amplifiers, 3 diplexers, 1 LMU
| Plainfield | Green Hollow Road | Cingular/AT&T | SBA Properties | monopole | 132 | 178 |  | decommission AT&T antennas
| Plainfield | Green Hollow Road | Verizon | SBA Properties | monopole | 125 | 178 |  |  |  | install 2 tower mounted amplifiers
| Plainfield | Green Hollow Road | Cingular | SBA Properties | monopole | 155 | 178 |  | remove 9 existing antennas, 6 TMAs, 6 diplexers; install 6 new antennas, 6 TMAs, 6 diplexers |  | install 2 tower mounted amplifiers
| Plainfield | Green Hollow Road | MetroPCS | SBA Properties | monopole | 135 | 178 |  | install 6 panel antennas | pad
| Plainfield | Green Hollow Road | Verizon | SBA Properties | monopole | 125 | 178 |  | replace 12 existing antennas with 6 cellular, 3 PCS, and 3 LTE antennas; also install 6 diplexers
| Plainfield | Green Hollow Road | AT&T | SBA Properties | monopole | 155 | 178 |  | add 3 multi-band antennas to 6 existing GSM/UMTS antennas |  | 4G/LTE upgrade
| Plainfield | Green Hollow Road | Sprint | SBA Properties | monopole |  | 178 |  | install 1 fiber distribution box; install 3 RRHs on ground; replace 2 equipment cabinets |  | 4G/LTE upgrade
| Plainfield | Green Hollow Road | Verizon | SBA | monopole | 125 | 178 |  | replace 6 of 12 existing antennas with 3 new 800 MHz antennas and 3 new 2100 MHz antennas
| Plainfield | Green Hollow Road | Verizon | SBA Properties | monopole | 125 | 178 |  | replace 12 antennas with 6 800, 3 700/2100, and 3 1900 MHz antennas
| Plainfield | Green Hollow Road | T-Mobile | SBA properties | monopole | 165 | 178 |  | remove 3 antennas, install 3 700 and 3 1900 MHz antennas |  |  | BBU
| Plainfield | Green Hollow Road | Sprint | SBA Properties | monopole | 145 | 178 |  | replace 6 antennas w 3 x 850/1900 MHz and 3 x 2500 MHz ; add 12 RRU's
| Plainfield | Norwich Road | AT&T Wireless | Sprint | monopole | 117 | 130 |  | 6 panel (Allgon 7250) | cabinets | Town approved tower 6/8/99; Sprint on tower @ 127'
| Plainfield | Norwich Road | Cingular | Sprint | monopole | 117 | 130 |  | remove 3 existing antennas; replace with 6 antennas, 6 TMAs, and 6 diplexers |  | UMTS upgrade
| Plainfield | Norwich Road | MetroPCS | Sprint | monopole | 127 | 130 |  | install 12 panel antennas
| Plainfield | Norwich Road | Sprint | Crown Castle | monopole |  | 130 |  |  |  | install 1 RRH cabinet and 1 fiber junction box
| Plainfield | Norwich Road | AT&T | Crown Castle | monopole | 115 | 130 |  | add 3 multi-band antennas to 6 GSM/UMTS antennas |  | 4G/LTE upgrade
| Plainfield | Norwich Road | AT&T | Crown Castle | monopole | 115 | 130 |  | replace 3 antennas with 3 700 MHz antennas
| Plainfield | Norwich Road | AT&T | Crown Castle | monopole | 115 | 130 |  | replace 3 antennas and install 3 RRHs
| Plainfield | Norwich Road | Sprint | Crown Castle | monopole | 130 | 130 |  | replace 6 antennas w 3x850/1900Mhz & 3x 2500MHz antennas; add 9 rru's
Docket No. 368 | Plainfield | Sterling Road | Verizon | Verizon | monopole | 157 | 160 | 454 | install 12 panel antennas on low profile platform | 12x30 | Certificate for this facility expired; tower never built
| Plainville | East Main Street | Verizon | Town of Plainville | monopole | 81 | 81 |  | install 6 cellular and 6 PCS antennas | 12x30
| Plainville | East Main Street | Verizon | Town of Plainville | monopole | 82 | 81 |  | replace 12 existing antennas with 6 new cellular, 3 new PCS, and 3 new LTE antennas
| Plainville | East Main Street | Verizon | Town of Plainville | monopole | 82 | 81 |  | replace 3 of 12 existing antennas with 3 LTE antennas
| Plainville | East Main Street | Verizon | Town of Plainville | monopole | 82 | 81 |  | replace 6 of 12 existing antennas with 3 cellular and 3 AWS antennas
| Plainville | East Main Street | Verizon | Town of Plainville | monopole | 85 | 85 |  | replace 6 ant. w/ 3 700 MHz, 3 2100 MHz & replace 3 RRHs w/ new
| Plainville | East Main Street | Verizon | Town of Plainville | monopole | 81 | 81 |  | replace 6 ant w/ 3 700/1900 & 3 1900 ant; replace 3 RRHs, add 6 RRHs
| Plainville | East Main Street | Verizon | Town of Plainville | monopole | 81 | 81 |  | remove 9 rru's and install 6 new rru's
| Plainville | Sparks Street | Nextel | Sprint | monopole | 105 | 137 | 190 | 12-panels | 7x11
| Plainville | Sparks Street | SCLP | Sprint | monopole | 115 | 137 | 190 | 12-panels | 12x26
| Plainville | Sparks Street | AT&T | Sprint | monopole | 135 | 137 | 190 | add 3 panel antennas | conc pad
| Plainville | Sparks Street | SNET/Cingular | Sprint | monopole | 115 | 137 | 190 | replace existing antennas with 6 CSS DUO4-8670, 6 tower mount amplifiers, 2 GPS @ 60'
| Plainville | Sparks Street | AT&T | Sprint | monopole | 135 | 137 | 190 |  |  | install additional equipment cabinet
| Plainville | Sparks Street | AT&T | Sprint | monopole |  | 137 | 190 | add GPS antenna for E911
| Plainville | Sparks Street | Nextel | Sprint | monopole | 102 | 137 | 190 | replace 9 existing antennas with 12 new antennas
| Plainville | Sparks Street | Cingular | Sprint | monopole | 115 | 137 | 190 | replace 6 Cingular existing panel antennas; remove AT&T antennas @ 135' |  | install 6 diplexers
| Plainville | Sparks Street | Clearwire | Sprint | monopole | 120 | 137 | 190 | install 3 WiMAX antennas and 3 microwave dishes
| Plainville | Sparks Street | MetroPCS | Sprint | monopole | 92 | 137 | 190 | install 6 antennas
| Plainville | Sparks Street | AT&T | Crown Castle | monopole | 115 | 137 | 190 | add 3 LTE antennas to 3 existing GSM and 3 existing UMTS antennas
| Plainville | Sparks Street | MetroPCS | Crown Castle | monopole |  | 137 | 190 |  |  | replace radio cabinet for LTE upgrade
| Plainville | Sparks Street | AT&T | Crown Castle | monopole |  | 137 | 190 |  |  | install 50 kW diesel generator for backup power | diesel generator
| Plainville | Sparks Street | Sprint | Crown Castle | monopole | 124 | 137 | 190 | replace 6 CDMA antennas with 3 dual-band antennas
| Plainville | Sparks Street | Sprint | Crown Castle | monopole | 124 | 137 | 190 | install 3 LTE ant. & 3 RRUs
| Plainville | Sparks Street | AT&T | Crown Castle | monopole | 115 | 137 | 190 | replace 3 antennas with 3 850/2300 MHz antennas
| Plainville | Sparks Street | AT&T | Crown Castle | monopole | 115 | 137 | 190 | replace 3 antennas and 3 RRHs
| Plainville | Sparks Street | AT&T | Crown Castle | monopole | 115 | 137 | 190 | install 3 x 700/1900 Mhz antennas ; add 6 rru's
Petition No. 1366 | Plainville | New Britain Avenue | Verizon |  | rooftop | 32 | 22.5 |  | install 3 ballast masts each supporting 6 x 700/2100 MHz antennas and 6 rru's | 2 x cabinets on 8'x8' metal platform & electric panel board |  | battery |  | no
Docket No. 281 | Plainville | South Washington Street | AT&T | AT&T | monopole | 120 | 120 | 179 | three panel antennas | pad
Docket No. 281 | Plainville | South Washington Street | T-Mobile | AT&T | monopole | 100 | 120 | 179 | 9 EMS RR90-17-02DP panel antennas | pad
Docket No. 281 | Plainville | South Washington Street | Verizon | AT&T | monopole | 110 | 120 | 179 | 6 DB844H90 cellular antennas, 6 DB950F65D-M PCS antennas | 12x30
| Plainville | South Washington Street | New Cingular | New Cingular | monopole | 120 | 120 | 179 | 12 dual band antennas | 12x20 | transfer of certificate from AT&T
| Plainville | South Washington Street | Clearwire | New Cingular | monopole | 90 | 120 | 179 | install 3 WiMAX antennas and 3 microwave dishes
| Plainville | South Washington Street | T-Mobile | New Cingular | monopole | 100 | 120 | 179 | re-assign 3 GSM antennas to UMTS antennas; replace 6 TMAs with 3 GSM TMAs and 3 UMTS TMAs
| Plainville | South Washington Street | AT&T | AT&T | monopole | 121 | 120 | 179 | add 3 LTE antennas to 6 existing GSM/UMTS antennas
| Plainville | South Washington Street | Verizon | AT&T | monopole | 112 | 120 | 179 | replace 12 existing antennas with 6 cellular, 3 PCS, and 3 LTE antennas
| Plainville | South Washington Street | MetroPCS | AT&T | monopole | 76 | 120 | 179 | install 6 antennas
| Plainville | South Washington Street | T-Mobile | AT&T | monopole | 98.5 | 120 | 179 | replace 3 GSM and 3 UMTS antennas with 3 new LTE and 3 new GSM/UMTS antennas |  | 4G/LTE upgrade
| Plainville | South Washington Street | Verizon | AT&T | monopole | 112 | 120 | 179 | replace 1 of 12 existing antennas with 1 new LTE antenna and add 3 new AWS antennas
| Plainville | South Washington Street | Verizon | Crown Castle | monopole | 112 | 120 | 179 | replace 6 ant. w/ 3 1900 MHz, 3 2100 MHz & add 9 RRHs
| Plainville | South Washington Street | AT&T | Crown Castle | monopole | 120 | 120 | 179 | replace 3 ant w/ 3 700/1900 MHz; add 6 RRHs
| Plainville | South Washington Street | AT&T | Crown Castle | monopole | 120 | 120 | 179 | replace 3 antennas w/ new; replace 3 RRHs, add 3 RRHs
| Plainville | South Washington Street | AT&T | Crown Castle | monopole | 120 | 120 | 179 | install 3x 850/1900 MHz antennas; add 6 rru's
| Plainville | South Washington Street | Sprint | Crown Castle | monopole | [5 empty] | install underground conduit and fiber; install cabinet on H-Frame
| Plainville | West Main Street | T-Mobile | Town of Plainville | self-support lattice | 77 | 80 |  | install three antennas |  | equipment inside fire department building
| Plainville | West Main Street | Pocket (now MetroPCS) | Town of Plainville | self-support lattice | 67 | 80 |  | three flush-mounted antennas
| Plainville | West Main Street | T-Mobile | Town of Plainville | self-support lattice | 77 | 80 |  | replace 6 existing TMAs with 3 GSM TMAs and 3 UMTS TMAs |  | UMTS upgrade
| Plainville | West Main Street | MetroPCS | Town of Plainville | self-support lattice |  | 80 |  |  |  | replace existing radio cabinet with new radio cabinet for LTE upgrade
| Plainville | West Main Street | T-Mobile | Town of Plainville | self-support lattice | 77 | 80 |  | add 3 new LTE antennas to 3 existing dual-band antennas
| Plymouth | Mount Tobe Road | T-Mobile | SBA | monopole | 160 | 160 |  | 9 EMS RR90-17-02DP panel antennas | cabinets
| Plymouth | Mount Tobe Road | Nextel | SBA | monopole | 127 | 160 |  | add 12 panel antennas | 10x20
| Plymouth | Mount Tobe Road | Cingular | SBA | monopole | 108 | 160 |  | add 12 panel antennas | 12x20 | also 6 dual-band amps and up to 3 combiners
| Plymouth | Mount Tobe Road | Verizon | SBA | monopole | 137 | 160 |  | add 12 panel antennas | 12x30
| Plymouth | Mount Tobe Road | Verizon | SBA | monopole | 137 | 160 |  | replace 6 DB950F85E-M antennas with 6 LPA-80080/6CF antennas
| Plymouth | Mount Tobe Road | Pocket (now MetroPCS) | SBA | monopole | 117 | 160 |  | flush mount 3 antennas
| Plymouth | Mount Tobe Road | Cingular | SBA | monopole | 108 | 160 |  | remove 9 existing antennas, 6 TMAs, 3 diplexers; replace with 6 new antennas, 6 TMAs, 6 diplexers
| Plymouth | Mount Tobe Road | Verizon | SBA | monopole | 137 | 160 |  | replace 6 of 12 existing antennas with 3 new PCS and 3 new LTE antennas
| Plymouth | Mount Tobe Road | Sprint | SBA | monopole | 148 | 160 |  | replace 12 existing antennas with 3 dual band antennas |  | 4G/LTE upgrade
| Plymouth | Mount Tobe Road | AT&T | SBA | monopole | 108 | 160 |  | add 3 multi-band antennas to 6 existing GSM/UMTS antennas |  | 4G/LTE upgrade
| Plymouth | Mount Tobe Road | T-Mobile | SBA | monopole | 160 | 160 |  | replace 6 existing GSM antennas with 3 GSM/UMTS and 3 LTE antennas |  | 4G/LTE upgrade
| Plymouth | Mount Tobe Road | Sprint | SBA | monopole | 148 | 160 |  | add 3 new dual band antennas to 3 existing antennas
| Plymouth | Mount Tobe Road | Verizon | SBA | monopole | 137 | 160 |  | replace 9 ant. w/ 3 850 MHz, 3 1900 MHz, and 3 2100 MHz
| Plymouth | Mount Tobe Road | T-Mobile | SBA | monopole | 160 | 160 |  | replace 3 antennas w/ 3 1900/2100 MHz antennas, add 3 700 MHz antennas
| Plymouth | Mount Tobe Road | AT&T | SBA | monopole | 108 | 160 |  | install 3 700/1900 MHz antennas; add 6 RRHs
| Plymouth | Mount Tobe Road | Sprint | SBA | [6 empty] | install underground conduit and fiber
| Plymouth | Town Hill Road | Sprint | VoiceStream | monopole | 155 | 170 |  | 9 Panel Antennae | cabinet | 1 GPS receiver @ 50'; VoiceStream on tower @ 165', Lions Club on @ 179'
| Plymouth | Town Hill Road | AT&T | VoiceStream | monopole | 145 | 170 |  | add 6 Allgon 7250.03 panel antennas | pad
| Plymouth | Town Hill Road | Verizon | VoiceStream | monopole | 135 | 170 |  | add 12 DB950F85T2E-M panel antennas | 12x30
| Plymouth | Town Hill Road | T-Mobile | VoiceStream | monopole | 165 | 170 |  | add 6 antennas to 3 existing antennas
Petition No. 721 | Plymouth | Town Hill Road | Nextel | VoiceStream | monopole | 125 | 170 |  | 12 antenna on pipe mounts | 12x20 | expand base compound 30x34 feet
| Plymouth | Town Hill Road | New Cingular | VoiceStream | monopole | 115 | 170 |  | 6 panel antennas | 12x20
| Plymouth | Town Hill Road | ALLTEL | VoiceStream | monopole |  | 170 |  |  | pad | change out ground equipment to convert from AT&T to Alltel
| Plymouth | Town Hill Road | Verizon | VoiceStream | monopole | 145 | 170 |  | remove 12 Verizon antennas @ 135'; remove 12 Alltel antennas @ 145'; install 6 Verizon PCS and 6 cellular antennas @ 145'
| Plymouth | Town Hill Road | Pocket (now MetroPCS) | VoiceStream | monopole | 105 | 170 |  | flush mount 3 antennas
| Plymouth | Town Hill Road | Verizon | T-Mobile | monopole | 135 | 170 |  | replace 6 of 12 existing antennas with 3 PCS and 3 LTE antennas
| Plymouth | Town Hill Road | AT&T | Crown Castle | monopole | 115 | 170 |  | add 3 multi-band antennas to 6 existing GSM/UMTS antennas |  | 4G/LTE upgrade
| Plymouth | Town Hill Road | Sprint | Crown Castle | monopole | 155 | 170 |  | replace 6 CDMA antennas with 3 dual-band antennas |  | 4G/LTE upgrade
| Plymouth | Town Hill Road | Sprint | Crown Castle | monopole | 155 | 170 |  | add 3 CDMA/LTE antennas to 3 existing ones
| Plymouth | Town Hill Road | T-Mobile | Crown Castle | monopole | 164 | 170 |  | add 3 new LTE antennas to 3 existing GSM/UMTS antennas
| Plymouth | Town Hill Road | Verzion | Crown Castle | monopole | 144 | 169 |  | replace 6 antennas with 3 700/2100 MHz antennas and 3 1900 MHz antennas, install 9 RRHs
| Plymouth | Town Hill Road | AT&T | Crown Castle | monopole | 115 | 169 |  | replace 3 antennas with 3 2300 MHz antennas
| Plymouth | Town Hill Road | AT&T | Crown Castle | monopole | 115 | 169 |  | replace 3 RRUs with 3 RRUs
| Plymouth | Town Hill Road | AT&T | Crown Castle | monopole | 115 | 170 |  | install 3 x 700/850; add 9 rru's
| Plymouth | Town Hill Road | T-Mobile | Crown Castle | monopole | 164 | 169 |  | replace 6 antennas w 3x1900/2100 MHz & 3x 600/700/1900 MHz antennas; add 3 rru's
Docket No. 138 | Plymouth | North Street | SNET Cellular | SNET Cellular | monopole | 180 | 187 | 820 | (4-6)- 12' whips | 12x26
| Plymouth | North Street | SNET/SCLP | SNET/SCLP | monopole | 180 | 187 | 820 |  |  | add paging service antenna
| Plymouth | North Street | DPS | SNET/SCLP | monopole | 160 | 187 | 820 | 4-SCALA OGT9-806 antennas | 12x34 | Also add 2-receive only Cellwave pa6-65 antennas
| Plymouth | North Street | Cingular | American Tower | monopole | 187 | 187 | 820 | replace existing antennas with 9 CSS DUO1417-8686-4-0, 6 tower mount amplifiers
| Plymouth | North Street | Pocket (now MetroPCS) | American Tower | monopole | 177 | 187 | 820 | flush mount 3 antennas
| Plymouth | North Street | Cingular | American Tower | monopole | 186 | 187 | 820 | replace 9 existing antennas, 6 TMAs, 3 diplexers with 6 new antennas, 6 TMAs, 6 diplexers |  | UMTS upgrade
| Plymouth | North Street | AT&T | American Tower | monopole | 185 | 187 | 820 | add 3 multi-band antennas for LTE to 6 GSM/UMTS antennas
| Plymouth | North Street | American Tower | American Tower | monopole | n/a | 187 | 820 | n/a |  | American Tower to install diesel generator for back up power capability | diesel generator |  | shared
| Plymouth | North Street | AT&T | American Tower | monopole | 185 | 180 | 820 | replace 9 antennas w/ 3 UMTS, 9 LTE antenna & 12 RRUs
| Plymouth | North Street | AT&T | American Tower | monopole | 185 | 180 | 820 | replace 3 RRUs with 3 RRUs
| Plymouth | North Street | Sprint | SBA | monopole | 195 | 195 | 820 | 9-panels | cabinets | 1-GPS at 50
| Plymouth | North Street | VoiceStream | SBA | monopole | 175 | 195 | 820 | 6-EMS RR90-10 antennas | cabinet
| Plymouth | North Street | Nextel | SBA | monopole | 185 | 195 | 820 | 12-panel antennas | 10'x20'
| Plymouth | North Street | T-Mobile (VoiceStream) | SBA | monopole | 175 | 195 | 820 | E911 upgrade
| Plymouth | North Street | Verizon | SBA | monopole | 165 | 195 | 820 | add 12 DB950G65E-M panel antennas | 12x30
| Plymouth | North Street | Verizon | SBA | monopole | 162 | 195 | 820 | replace 6 DB950F85E-M antennas with 6 LPA-80080/6CF antennas
| Plymouth | North Street | Verizon | SBA | monopole | 165 | 195 | 820 | replace 6 of 12 existing antennas with 3 PCS and 3 LTE antennas
| Plymouth | North Street | Sprint | SBA | monopole | 195 | 195 | 820 | replace 6 CDMA antennas with 3 dual-band antennas
| Plymouth | North Street | Sprint | SBA | monopole | 195 | 195 | 820 | add 3 new dual band antennas to 3 existing antennas
| Plymouth | North Street | T-Mobile | SBA | monopole |  | 195 |  |  |  | em to install propane generator and 120 gallon propane tank | propane generator | 7.5 kW
Docket No. 456 | Plymouth | Keegan Road | Verizon | Verizon | monopole | 140 | 140 | 826 | install 12 antennas and associated RRHs | 12'x30' | when facility becomes operational, the 42 South Street facility will be dismantled | diesel generator
| Plymouth | Keegan Road | T-Mobile | Verizon | monopole | 130 | 140 | 826 | install 3 700 MHz, 3 1900 MHz and 3 2100 MHz ant. Low profile mount | 10' x 20'
Docket No. 156 | Plymouth | South Street | Litchfield County Cellular | Litchfield County Cellular | monopole | 190 | 193 | 988 | 4-14x.5 panels, 3-6' dishes | 16x12 | Pine Hill
| Plymouth | South Street | AT&T | Litchfield County Cellular | monopole | 190 | 193 |  | 2 GSM panel antennas |  | Replacement of two existing antennas
| Plymouth | South Street | AT&T | Litchfield County Cellular | monopole |  | 193 |  | add GPS antenna for E911
Petition No. 655 | Plymouth | South Street | Verizon | AT&T | monopole | 169 | 193 |  | install 6 DB950G65E-M antennas | 12x30 | expand compound to accommodate Verizon equipment building
| Plymouth | South Street | AT&T | AT&T | monopole | 178 | 193 |  | add one panel antenna to existing array | pad | replace platform with T-arm mounts
| Plymouth | South Street | ALLTEL | Litchfield Acquisition Corp | monopole |  | 193 |  |  |  | transfer of certificate
Petition No. 777 | Plymouth | South Street | Cingular | Alltell | monopole | 159 | 193 | 988 | install 6 new antennas | 12x20 | expand compound by 305 sq. ft to accommodate equipment cabinet
| Plymouth | South Street |  | Verizon | monopole |  | 193 | 988 |  |  | transfer of certificate from Alltel to Verizon
| Plymouth | South Street | Verizon | Verizon | monopole | 179 | 193 | 988 | remove 6 Verizon antennas @ 169'; remove 12 Alltel antennas @ 179'; install 6 Verizon PCS and 6 cellular antennas @ 179'
| Plymouth | South Street | Pocket (now MetroPCS) | Verizon | monopole | 169 | 193 | 988 | flush mount 3 antennas
| Plymouth | South Street | Verizon | Verizon | monopole | 175 | 193 | 988 | replace 10 of 12 existing antennas with 4 new cellular, 3 new PCS, and 3 new LTE antennas
| Plymouth | South Street | MetroPCS | Verizon | monopole | 169 | 193 | 988 | replace 3 existing antennas with 6 new LTE antennas
| Pomfret | Pomfret Street | Verizon | SBA | monopole | 157 | 170 |  | 12-Decibel antennas; 1 GPS antenna | 12'x30' | 40 KW diesel fueled emergency stand-by generator; Sprint on tower @ 167.5 | diesel generator
| Pomfret | Pomfret Street | T-Mobile | SBA | monopole | 147 | 170 |  | nine EMS DR65-19-XXDPQ panel antennas | pad | three BTS equipment cabinets
| Pomfret | Pomfret Street | Verizon | SBA | monopole | 157 | 170 |  | replace 12 existing antennas with 6 cellular, 3 PCS, and 3 LTE antennas
| Pomfret | Pomfret Street | Sprint | SBA | monopole | n/a | 170 |  | install 1 fiber distribution box; install 3 RRHs on ground; replace 2 existing equipment cabinets
| Pomfret | Pomfret Street | Verizon | SBA | monopole | 157 | 170 |  | replace 12 antennas with 3 700 MHz LTE, 3 850 MHZ CDMA, 3 1900 MHz CDMA, 2 2100 MHz LTE + 6RRHs
| Pomfret | Pomfret Street | T-Mobile | SBA | monopole | 147 | 170 |  | remove 3 antennas and install 3 700 and 3 1900 MHz antennas |  |  | BBU
| Pomfret | Pomfret Street | Verizon | SBA | monopole | 157 | 170 |  | replace 3 antennas with 3 700 MHz antennas
| Pomfret | Pomfret Street | T-Mobile | SBA | monopole | 147 | 170 |  | install 1 dish antenna
| Pomfret | Pomfret Street | Sprint | SBA | monopole | 167 | 170 |  | replace 6 antennas w 3x850/1900MHz antennas and 3 x 2500MHz antennas
| Pomfret | Pomfret Street | T-Mobile | SBA | monopole | 147 | 170 |  | replace 3 antennas w 3 x 600/700 MHz antennas; add 3 rru's |  | original facility approval by Town of Pomfret on December 20, 1999
| Pomfret | Babbitt Hill Road | T-Mobile | SBA | monopole | 137 | 168 |  | install nine EMS DR65-19-SSDPQ panel antennas | pads | three BTS equipment cabinets; Nextel on @ 167', Sprint on @ 157'
| Pomfret | Babbitt Hill Road | Cingular | SBA | monopole | 147 | 168 |  | add up to 12 CSS DUO 1417-8686 panel antennas | 12x20
| Pomfret | Babbitt Hill Road | Cingular | SBA | monopole | 147 | 168 |  | remove 12 existing antennas and TMAs; replace with 6 antennas, 6 TMAs, and 6 diplexers
| Pomfret | Babbitt Hill Road | AT&T | SBA | monopole | 147 | 168 |  | add 3 multi-band antennas to 6 existing GSM/UMTS antennas |  | LTE/4G upgrade
| Pomfret | Babbitt Hill Road | Sprint | SBA | monopole | n/a | 168 |  | install 1 fiber distribution box; install 3 RRHs; replace 2 equipment cabinets |  | LTE/4G upgrade
| Pomfret | Babbitt Hill Road | AT&T | SBA | monopole | n/a | 168 |  | n/a |  | install 50 kW diesel generator for backup power | diesel generator
| Pomfret | Babbitt Hill Road | T-Mobile | SBA | monopole | 137 | 168 |  | remove 3 antennas/RRHs, install 3 700 MHz antennas/RRHs |  |  | BBU
| Pomfret | Babbitt Hill Road | AT&T | SBA | monopole | 147 | 168 |  | add 3 RRHs
| Pomfret | Babbitt Hill Road | Sprint | SBA | monopole | 157 | 168 |  | replace 6 existing w 3 x 850/1900 & 3 x 2500MHz antennas; add 12 RRH
Dockt No. 484 | Pomfret | Ragged Hill Road | Verizon | Verizon | monopole | 130 | 130 | 833 | install 6 x 700 MHz antennas, add 6 rru's | 16' x 10' concrete pad with metal canopy | 50' x 50' frnced compound within a 100 x 100 lease area | diesel generator/ battery backup | 30kw 130hrs/ batt - 8hrs | yes
Docket No. 142 | Pomfret | Tyrone Road | SCLP | SCLP | monopole | 150 | 150 | 683 | (4-6)- 13' whips | 12x26 | Alternate site
| Pomfret | Tyrone Road | Pomfret School | SCLP | monopole | 98 | 154 |  | Bay Scala FMV-2 antenna |  | Transmitter on site
| Pomfret | Tyrone Road | SNET/Cingular | SCLP | monopole | 154 | 154 |  | change existing antennas to 9 CSS DUO4-8670, 6 tower mount amplifiers, 1 LMU
| Pomfret | Tyrone Road | Cingular | SCLP | monopole | 154 | 154 |  | remove 9 existing antennas, 6 TMAs, 3 diplexers; replace with 6 new antennas, 6 TMAs, 6 diplexers |  | UMTS upgrade
| Pomfret | Tyrone Road | AT&T | AT&T | monopole | 152 | 154 |  | add 3 multi-band antennas to 6 GSM/UMTS antennas |  | 4G/LTE upgrade
| Pomfret | Tyrone Road | AT&T | AT&T | monopole | 152 | 154 |  | install 3 remote radio head previously approved but not installed
| Pomfret | Tyrone Road | AT&T | AT&T | monopole | 152 | 154 |  | relocate 3 antennas; replace 3 with 3x 700/850/1900 MHz & install 3 x 850/2100/2300 MHz antennas; install 3 rru's
Docket No. 58 | Portland | Goodrich Lane | BAM | BAM | monopole | 160 | 160 | 320 | 2-11' whips, 3-8' reflect. ant | 15x21 | Newbury tract
| Portland | Goodrich Lane | BAM | BAM | monopole | 160 | 160 | 320 | 10 AIP-9212 |  | Replace Antennas
| Portland | Goodrich Lane | BAM | BAM | monopole | 160 | 160 | 320 | 1 gps |  | 1 gps & generator pad
| Portland | Goodrich Lane | BAM/Sprint | BAM | monopole | 140 | 160 | 320 | 9-5' panels Db 980h90, 1-GPS |  | 6 cabinets on a 9x15 slab
| Portland | Goodrich Lane | BAM | BAM | monopole |  | 160 | 320 |  |  | Replace 160' monopole with new 160' monopole
| Portland | Goodrich Lane | BAM/OMNI | BAM | monopole | 130 | 160 | 320 | 6-5' panel antennas, 1-gps |  | 6-Celwave APN199015, 1 gps at 40' & equipment pad
| Portland | Goodrich Lane | BAM | [7 empty] | Transfer of Certificate from BAM to Crown Atlantic Company, LLC
| Portland | Goodrich Lane | Nextel | Crown | monopole | 128 | 160 | 320 | 12-panels | 10x20
| Portland | Goodrich Lane | AT&T | Crown | monopole | 121 | 160 | 320 | 6 Allgon 7250.03 panel antennas |  | equipment cabinets on concrete pad
| Portland | Goodrich Lane | Verizon | Crown | monopole | 163 | 160 | 320 | replace 6 cellular antennas with 6 PCS antennas
| Portland | Goodrich Lane | Cingular | Crown | monopole | 120 | 160 | 320 | remove 3 antennas; install 6 new antennas, 6 TMAs, and 6 diplexers
| Portland | Goodrich Lane | Cingular | Crown | monopole |  | 160 | 320 |  |  | replace cabinets for UMTS
| Portland | Goodrich Lane | Clearwire | Crown | monopole | 142 | 160 | 320 | install 3 panel antennas and 3 microwave antennas
| Portland | Goodrich Lane | Verizon | Crown | monopole | 163 | 160 | 320 | replace 6 existing cellular antennas with 6 new cellular antennas
| Portland | Goodrich Lane | Verizon | Crown | monopole | 160 | 160 | 320 | remove 6 existing PCS antennas; replace with 3 new PCS and 3 LTE antennas
| Portland | Goodrich Lane | AT&T | Crown Castle | monopole | 120 | 160 | 320 | add 3 LTE antennas to 6 existing antennas
| Portland | Goodrich Lane | Sprint | Crown Castle | monopole |  | 160 | 320 |  |  | install 1 RRH cabinet and 1 fiber junction box
| Portland | Goodrich Lane | Verizon | Crown Castle | monopole | 160 | 160 | 320 | replace 3 of 12 existing antennas with 3 LTE antennas
| Portland | Goodrich Lane | Verizon | Crown Castle | monopole | 160 | 160 | 320 | replace 6 of 12 existing antennas with 3 new 700 MHz LTE antennas and 3 new 1900 MHz CDMA antennas
| Portland | Goodrich Lane | Verizon | Crown Castle | monopole | 160 | 160 | 320 | replace 6 antennas with 3 700 and 3 2100 MHz antennas
| Portland | Goodrich Lane | T-Mobile | Crown Castle | monopole | 137 | 160 | 320 | replace 3 antennas w/ 3 1900/2100 MHz and install 3 700 MHz ant. Remove 6 TMAs and install 6 RRHs
| Portland | Goodrich Lane | AT&T | Crown Castle | monopole | 116 | 160 | 320 | install 6 RRHs, 3 bias tees
| Portland | Goodrich Lane | AT&T | Crown Castle | monopole | 116 | 160 | 320 | replace 3 remote radio heads with 3 new remote radio heads
| Portland | Goodrich Lane | Sprint | Crown Castle | monopole |  | 160 | 320 | replace 6 antennas with 3 1900 MHz and 3 2500 MHz; 3 MiniMacros; 6 RRHs; replace existing cables with 9 new cables |  | install 1 RRH cabinet and 1 fiber junction box
| Portland | Goodrich Lane | T-Mobile | Crown Castle | monopole | 137 | 160 | 320 | install 3 TMAs
| Portland | Goodrich Lane | Sprint | Crown Castle | monopole | 152 | 160 | 320 | replace 3 antennas w 3 x 2500MHz antennas; add 3 rru's
| Portland | Goodrich Lane | T-Mobile | Crown Castle | [7 empty] | diesel generator | 15 kilowatts | no
| Portland | High Street | T-Mobile | Town of Portland | monopole | 110 | 120 |  | install 3 antennas | pad
| Portland | High Street | T-Mobile | Town of Portland | monopole | 110 | 120 |  | remove 3 existing antennas and 3 TMAs; install 3 new antennas and 6 TMAs |  | UMTS upgrade
Petition No. 965 | Portland | High Street | Clearwire | Town of Portland | monopole | 105 | 120 |  | install 3 WiMAX antennas and 3 microwave dishes | pad | need to expand equipment compound to accommodate Clearwire equipment
| Portland | High Street | T-Mobile | Town of Portland | monopole | 110 | 120 |  | replace 3 GSM/UMTS antennas with three GSM/UMTS/LTE antennas |  | 4G/LTE upgrade
| Portland | High Street | T-Mobile | Town of Portland | monopole | 110 | 120 |  | add 3 new LTE antennas to 3 existing antennas
| Portland | High Street | T-Mobile | Town of Portland | monopole | 110 | 120 |  | install 1 10 GHz dish
| Portland | High Street | T-Mobile | Town of Portland | monopole | 110 | 120 |  | replace 3 antennas w 3 x 600/700 MHz & install 3 x 1900/2100 MHz antennas
| Portland | High Street | T-Mobile | Town of Portland | [5 empty] | replace 1 cabinet; relocate 1 cabinet | install 25kw Gen on 11' 6" x 19' conc. Pad | diesel generator | 25-kilowatts | no
| Portland | High Street | SNET/SCLP | SNET/SCLP | self-support lattice | 80 | 80 | 340 | add 10 antennas
| Portland | High Street | SNET/Cingular | SNET/SCLP | self-support lattice | 80 | 80 | 340 | replace existing antennas with 9 CSS DUO4-8670, 6 tower mount amplifiers, 6 diplexers
| Portland | High Street | Cingular | SNET/SCLP | self-support lattice | 80 | 80 | 340 | replace 3 existing antennas with 3 new ones |  | install three diplexers
| Portland | High Street | AT&T | AT&T | self-support lattice | 80 | 80 | 340 | replace 6 of 9 existing antennas with 6 new multi-band antennas
| Portland | High Street | AT&T | AT&T | self-support lattice | n/a | 80 | 340 | n/a |  | install 50 kW diesel generator for backup power | diesel generator
| Portland | High Street | AT&T | AT&T | self-support lattice | 77 | 80 | 340 | replace 3 antennas with 3 700/1900 MHz antennas
| Portland | High Street | AT&T | AT&T | self-support lattice | 77 | 80 | 340 | replace 3 RRHs
| Portland | High Street | AT&T | AT&T | self-support lattice | 77 | 80 | 340 | replace 3 antennas w/ 3 2100/2300 MHz antennas; install 6 RRHs
Docket No. 206 | Portland | Middle Haddam Road | Verizon | Crown | monopole | 130 | 130 | 260 | 12 DB844H90 panel antennas | 12x30 | GPS @ 70'
| Portland | Middle Haddam Road | Verizon | Cellco | monopole |  | 130 | 260 |  |  | transfer of certificate
| Portland | Middle Haddam Road | Cingular | Cellco | monopole | 117 | 130 | 260 | install up to 6 CSS XDUO 1416-80 antennas | 12x20
Petition No. 806 | Portland | Middle Haddam Road | T-Mobile | Cellco | monopole | 137 | 140 | 260 | install 9 panel antennas | pad | add 10-foot extension to existing 130-foot tower
| Portland | Middle Haddam Road | Cingular | Cellco | monopole | 117 | 140 | 260 | remove 6 existing antennas; install 6 new antennas, 6 TMAs, 6 diplexers |  | UMTS upgrade
| Portland | Middle Haddam Road | Verizon | Cellco | monopole | 127 | 140 | 260 | replace 8 existing antennas with 4 new PCS, 4 new cellular antennas
| Portland | Middle Haddam Road | Verizon | Cellco | monopole | 128 | 140 | 260 | replace 4 of 12 existing antennas with 2 new cellular and 2 PCS antennas and also install 3 LTE antennas
| Portland | Middle Haddam Road | AT&T | Cellco | monopole | 117 | 140 | 260 | add 3 LTE antennas to 6 existing antennas
Petition No. 1124 | Portland | Middle Haddam Road | T-Mobile | Cellco | monopole | 139 | 140 | 260 | add LTE antennas to 3 exisitng antennas |  | P1124 - allow taller antennas to extend overall height of tower
| Portland | Middle Haddam Road | American Tower | Cellco | [6 empty] | generator installed on 6' x 8' concrete pad; ATS and circuit breaker on proposed H- Frame | diesel generator | 50-kilowatt | yes
| Portland | Middle Haddam Road | AT&T | Cellco | monopole | 119 | 140 | 260 | replace 6 antennas w 3x1900 MHz & 3x 700/850/2100 MHz antennas; replace 3 RRUs & install 3 new RRUs
| Portland | Middle Haddam Road | Verizon | Cellco | monopole | 127 | 140 | 260 | remove 3 antennas; relocate 6 antennas; replace 6 antennas w 6x 700/850/2100 MHz antennas; add 6 RRUs
| Preston | Pierce Road | AT&T | Sprint | monopole | 140 | 150 |  | add 6 Allgon 7250.03 panel antennas | pad | Sprint on tower @ 150'
| Preston | Pierce Road | Cingular | Sprint | monopole | 140 | 150 |  | remove existing antennas; install 6 new antennas, 6 TMAs, 6 diplexers
| Preston | Pierce Road | Cingular | Sprint | monopole |  | 150 |  |  |  | change equipment cabinets
| Preston | Pierce Road | Verizon | Sprint | monopole | 134 | 150 |  | install 6 PCS and 6 cellular antennas | 12x30
| Preston | Pierce Road | Sprint | Crown Castle | monopole |  | 150 |  |  |  | install 1 RRH cabinet and 1 fiber junction box
| Preston | Pierce Road | AT&T | Crown Castle | monopole | 144 | 150 |  | add 3 multi-band antennas to 6 existing GSM/UMTS antennas |  | 4G/LTE upgrade
| Preston | Pierce Road | Verizon | Crown Castle | monopole | 131 | 150 |  | replace 6 antennas with 3 700/2100 and 3 1900 MHz antennas
| Preston | Pierce Road | Verizon | Crown Castle | monopole | 131 | 150 |  | replace 6 antennas w/ 3 700/850 MHz and 3 2100 MHz; add 9 RRHs
| Preston | Pierce Road | AT&T | Crown Castle | monopole | 144 | 150 |  | replace 3 antennas w/ 3 700 MHz, add 3 700/1900 MHz; add 6 RRHs
| Preston | Pierce Road | Sprint | Crown Castle | monopole | 150 | 155 |  | replace 6 antennas w 3 x 850/1900 MHz and 3 x 2500 MHz ; add 12 RRU's
| Preston | Route | Verizon | Sprint | monopole | 138 | 150 |  | 12-Decibel antennas; 1 GPS antenna | 12'x20' | Sprint on tower @ 148'
| Preston | Route | AT&T | Sprint | monopole | 118 | 150 |  | add 6 panel antennas |  | up to 4 equipment cabinets on concrete pad
| Preston | Route | T-Mobile (VoiceStream) | Sprint | monopole | 118 | 150 |  | add 9 EMS RR65-19-02DP panel antennas |  | 3 equipment cabinets on concrete pad
| Preston | Route | Cingular | Sprint | monopole | 118 | 150 |  | remove 3 existing antennas; install 3 new antennas and 6 TMAs
| Preston | Route | MetroPCS | Sprint | monopole | 110 | 150 |  | install 12 panel antennas
| Preston | Route | Verizon | Sprint | monopole | 138 | 150 |  | replace 12 existing antennas with 6 cellular, 3 PCS, and 3 LTE antennas
| Preston | Route | T-Mobile | Sprint | monopole | 128 | 150 |  | add 3 UMTS antennas and 6 TMAs to 3 existing GSM antennas
| Preston | Route | Sprint | Crown Castle | monopole |  | 150 |  |  |  | install 1 RRH cabinet and 1 fiber junction box
| Preston | Route | AT&T | Crown Castle | monopole | 118 | 150 |  | add 3 multi-band antennas to 3 GSM/UMTS antennas |  | 4G/LTE upgrade
| Preston | Route | T-Mobile | Crown Castle | monopole | 129 | 150 |  | replace 3 GSM antennas with 3 GSM/UMTS antennas and add 3 LTE antennas |  | 4G/LTE upgrade
| Preston | Route | Verizon | Crown Castle | monopole | 138 | 150 |  | replace 12 ant. w/ 3 700 MHz, 3 850 MHz, 3 1900 MHz, and 2 2100 MHz, install 6 RRHs
| Preston | Route | T-Mobile | Crown Castle | monopole | 129 | 147 |  | install 3 700 MHz antennas |  | remove all equipment @ 110'
| Preston | Route | Verizon | Crown Castle | monopole | 138 | 150 |  | replace 6 antennas with 3 new 700/1200MHz antennas and 3 new 1900 MHz antennas; install 6 RRHs and two cables
| Preston | Route | Sprint | Crown Castle | monopole | 147 | 147 |  | replace 6 antennas with 3 new 2500 MHz antennas and 3 new 1900 MHz antennas; install 3 RRHs, 3 MiniMacros and six cables
| Preston | Route | Sprint | Crown Castle | monopole | 147 | 147 |  | replace 6 antennas w/ 3 800/1900 MHz; add 6 RRHs
| Preston | Route | Sprint | Crown Castle | monopole | 147 | 147 |  | replace 6 antennas with 3x850/1900 MHz & 3x850/2500 MHz antennas; add 12 RRH
| Preston | Route | AT&T | Crown Castle | monopole |  |  |  |  | ATS on H-Frame | install 20kw emergency backup diesel generator with built in base fuel tank | diesel generator | 20kw | no
| Preston | Route | AT&T | Crown Castle | monopole |  |  |  |  | ATS on H-Frame | install 20kw emergency backup diesel generator with built in base fuel tank on 4' x 10' concrete pad | diesel generator | 20kw | no
| Prospect | Kluge Road | VoiceStream | Sprint | monopole | 180 | 190 | 791 | 6-EMS RR 90-1702-DP antennas | Cabinet
| Prospect | Kluge Road | AT&T | Sprint | monopole | 170 | 190 | 791 | add 6 Allgon 7250.03 panel antennas |  | up to 4 equipment cabinets on concrete pad
| Prospect | Kluge Road | T-Mobile (VoiceStream) | Sprint | monopole | 180 | 190 | 791 | E911 upgrade
| Prospect | Kluge Road | AT&T | Sprint | monopole | 170 | 190 |  | antennas removed - no longer in use
| Prospect | Kluge Road | Sprint | Sprint | monopole |  | 190 |  |  |  | install 5 kW fuel cell for backup power | fuel cell backup
| Prospect | Kluge Road | Sprint | Global Signal Acquisitions | monopole | 190.5 | 190 |  | replace 6 CDMA antennas with 3 dual-band antennas for LTE
| Prospect | Kluge Road | Sprint | Global Signal Acquisitions | monopole | 192 | 190 |  | add 3 new dual band antennas to 3 existing antennas
| Prospect | Kluge Road | T-Mobile | Crown Castle | monopole | 180 | 190 | 791 | add 3 LTE antennas, 3 Bias Tees
| Prospect | Kluge Road | T-Mobile | Crown Castle | monopole | 180 | 190 | 791 | remove 3 antennas and install 3 700 and 3 1900/2100 MHz antennas
| Prospect | Waterbury Road | AT&T | Clear Channel | guyed-lattice | 148&140 | 195 | 859 | 3 Allgon 7250.03 antennas @ 140', 3 @ 148' |  | up to 4 equipment cabinets on concrete pad
| Prospect | Waterbury Road | T-Mobile | SFX Broadcasting | guyed-lattice | 130 | 195 | 859 | install 9 panel antennas | pad
| Prospect | Waterbury Road | Cingular | SFX Broadcasting | guyed-lattice | 140 | 195 | 859 | remove 3 existing antennas, install 3 new ones |  | install 6 tower mount amplifiers
| Prospect | Waterbury Road | var. | Clear Channel | monopole | var. | 150 | 859 | AT&T - 6 antennas @ 148'; T-Mobile - 6 antennas @ 136' |  | replace existing 195' gl tower because it is structurally inadequate
| Prospect | Waterbury Road | AT&T | SFX Broadcasting | monopole | 154 | 150 | 859 | add 3 LTE antennas to 6 existing antennas
| Prospect | Waterbury Road | AT&T | SFX Broadcasting | monopole | 154 | 150 | 859 | install 3 previously approved RRHs
| Prospect | Waterbury Road | T-Mobile | American Tower Corporation | monopole | 140 | 150 | 859 | replace 3 antennas with 3 700 MHz antennas
| Prospect | Waterbury Road | AT&T | American Tower Corporation | monopole | 154 | 150 | 859 | replace 3 ant w/ 3 850/2300 MHz; add 3 RRHs
| Prospect | Waterbury Road | T-Mobile | American Tower Corporation | monopole | 137 | 150 | 859 | replace 3 ant w/ 3 1900/2100 MHz antennas
| Prospect | Waterbury Road | AT&T | American Tower Corporation | monopole | 154 | 150 | 859 | replace 3 antennas, 3 TMAs, add 6 RRHs
| Prospect | Waterbury Road | T-Mobile | American Tower Corporation | monopole | 137 | 150 | 859 | Install one dish antenna
| Prospect | Waterbury Road | American Tower | American Tower Corporation | [6 empty] | generator installed on 6' x 8' concrete pad; ATS and circuit breaker on proposed H- Frame | diesel generator | 80-kilowatt | yes
| Prospect | Waterbury Road | T-Mobile | American Tower Corporation | monopole | 137 | 150 | 859 | replace 3 antennas w 3 x 600/700 MHz antennas; relocate 6 antennas; replace 3 rru's |  | replace platform mount with new platform mount
| Prospect | New Haven Road | SCLP | SBA Towers Inc | monopole | 158 | 160 |  | 12-4' panels | 12x26
| Prospect | New Haven Road | BAM | SBA Towers | monopole | 132 | 160 |  | 12-panels, ALP 8013 | 12x30 | 1-GPS, 1 diesel generator | diesel generator
| Prospect | New Haven Road | AT&T | SBA | monopole | 112 | 160 |  | add 6 Allgon 7250.03 antennas |  | 2 cabinets on 6x10 pad/will not go on this tower, on Sprint tower below
| Prospect | New Haven Road | SNET/Cingular | SBA | monopole | 157 | 160 |  | replace existing antennas with 9 CSS DUO4-8670, 6 tower mount amplifiers, 3 diplexers, 1 LMU @ 97'
| Prospect | New Haven Road | Verizon | SBA | monopole | 132 | 160 |  | replace 6 cellular antennas with 6 PCS antennas
| Prospect | New Haven Road | Verizon | SBA | monopole | 135 | 160 |  | install 12 panel antennas | 12x30
| Prospect | New Haven Road | Cingular | SBA | monopole | 158 | 160 |  | remove 3 existing antennas, replace with 3 new ones
| Prospect | New Haven Road | Pocket (now MetroPCS) | SBA | monopole | 100 | 160 |  | flush mount 3 antennas
| Prospect | New Haven Road | Verizon | SBA | monopole | 132 | 160 |  | replace 12 existing antennas with 6 new cellular, 3 PCS, and 3 700 MHz antennas
| Prospect | New Haven Road | AT&T | SBA | monopole | 158 | 160 |  | replace 9 existing dual band antennas with 6 multi-band antennas and 3 LTE antennas
| Prospect | New Haven Road | Verizon | SBA | monopole | 132 | 160 |  | replace 3 of 12 antennas with 3 LTE antennas
| Prospect | New Haven Road | Verizon | SBA | monopole | 132 | 157 |  | replace 6 antennas with 3 700 MHz and 3 1900 MHz antennas
| Prospect | New Haven Road | AT&T | SBA | monopole | 132 | 157 |  | remove 3 antenna & install 3 x850/1900 MHz antennas; add 3 rru's; | add 3 rru's | replace platform mount with sector mounts
Petition No. 745 | Prospect | Kluge Road | CL&P | CL&P | self-support lattice | var, | 152 | 800 | CL&P has several antennas: micowaves, whips, dipoles | 2 bldgs | ssl tower replaces existing gl which is not structurally sound; antennas on existing tower to be transferred to new tower
| Prospect | Cheshire Road | Verizon | Sprint | monopole | 140 | 150 | 531 | 12 panel | 12x30
| Prospect | Cheshire Road | AT&T Wireless | SBA | monopole | 127 | 150 | 531 | 6 Allgon 7250 panel antennas |  | 2 new, 2 future equipment cabinets on 6x10 concrete pad
| Prospect | Cheshire Road | Cingular | SBA | monopole | 117 | 150 | 531 | up to 12 CSS DUO-1417-8686 panel antennas | 12x30 | assoc. equipment: 6 TTAs, 3 CSS band combiners
Petition No. 740 | Prospect | Cheshire Road | T-Mobile | SBA | monopole | 160 | 162 | 531 | three flush mount antennas | pad | add 12' extension onto top of 150' tower
| Prospect | Cheshire Road | Verizon | SBA | monopole | 137 | 162 | 531 | replace 12 existing cellular antennas with 6 new cellular and 6 new PCS antennas
| Prospect | Cheshire Road | Cingular/AT&T | SBA | monopole | 127 | 162 | 531 | decommission AT&T antennas
| Prospect | Cheshire Road | Cingular | SBA | monopole | 117 | 162 | 531 | replace 3 existing antennas with 3 new ones |  | add 3 diplexers
| Prospect | Cheshire Road | Pocket (now MetroPCS) | SBA | monopole | 127 | 162 | 531 | flush mount 3 antennas
| Prospect | Cheshire Road | Verizon | SBA | monopole | 137 | 162 | 531 | replace 10 existing antennas with 4 new cellular, 3 PCS, and 3 700 MHz antennas
| Prospect | Cheshire Road | AT&T | SBA | monopole | 117 | 162 | 531 | replace 6 of 9 dual-band antennas with 6 new multi-band antennas
| Prospect | Cheshire Road | Sprint | SBA | monopole | 147 | 162 | 531 | replace 6 CDMA antennas with 3 dual-band antennas |  | 4G/LTE upgrade
| Prospect | Cheshire Road | Sprint | SBA | monopole | 147 | 162 | 531 | add 3 new dual band antennas to 3 existing antennas
| Prospect | Cheshire Road | T-Mobile | SBA | monopole | 160 | 162 | 531 | remove 3 ant., install 3 700 MHz & 3 1900/2100 MHz ant., install 6 RRHs
| Prospect | Waterbury Road | SCLP | Charles Bradshaw | guyed-lattice | 120 | 160 |  | 12-4' panels, ALP-11011N | 12x26
| Prospect | Waterbury Road | Nextel | Charles Bradshaw | guyed-lattice | 152 | 160 |  | 12 panel antennas |  | install equipment in existing building
| Prospect | Waterbury Road | SNET/Cingular | Charles Bradshaw | guyed-lattice | 124 | 160 |  | replace existing antennas with 2 EMS MB96RR900200, 4 tower mount amplifiers
| Prospect | Waterbury Road | SNET/Cingular | Charles Bradshaw | guyed-lattice | 124 | 160 |  |  |  | new structural analysis with guy wires inspected
| Prospect | Waterbury Road | SNET/Cingular | Charles Bradshaw | guyed-lattice | 124 | 160 |  | add 2 antennas to previously approved array
| Prospect | Waterbury Road | Clearwire | Charles Bradshaw | guyed-lattice | 146 | 160 |  | install 3 WiMAX antennas and 3 microwave dishes
| Prospect | Waterbury Road | Sprint | Charles Bradshaw | guyed-lattice | 146 | 160 |  | remove 9 existing iDEN antennas; replace with 3 CDMA and 6 new iDEN antennas
| Prospect | Waterbury Road | Verizon | Charles Bradshaw | guyed-lattice | 135 | 160 |  | replace 10 of 12 existing antennas with 4 new cellular, 3 new PCS, and 3 new LTE antennas
| Prospect | Waterbury Road | AT&T | Charles Bradshaw | guyed-lattice | 126 | 160 |  | remove 2 existing antennas; install 9 new antennas
| Prospect | Waterbury Road | Verizon | Charles Bradshaw | guyed-lattice | 135 | 160 |  | replace 3 of 12 antennas with 3 LTE antennas
| Prospect | Waterbury Road | Verizon | Charles Bradshaw | guyed-lattice | 135 | 160 |  | replace 3 previously approved LTE antennas with 3 new LTE antennas
| Prospect | Waterbury Road | Verizon | Charles Bradshaw | guyed-lattice | 135 | 160 |  | replace 6 of 12 existing antennas with 3 CDMA and 3 LTE antennas
| Prospect | Waterbury Road | Verizon | Charles Bradshaw | guyed-lattice | 135 | 160 |  | replace 6 of 12 existing antennas with 3 new 850 MHz and 3 new 2100 MHz antennas
| Prospect | Waterbury Road | AT&T | Charles Bradshaw | guyed-lattice | 126 | 160 |  | install 3 RRHs previously approved but never installed
| Prospect | Waterbury Road | Sprint | Charles Bradshaw | guyed-lattice | 130 | 160 |  | replace 3 ant. w/ 3 865/1900 MHz dualband, 6 RRHs, 3 2500 MHz w/ 3 RRHs
| Prospect | Waterbury Road | Verizon | Charles Bradshaw | guyed-lattice | 135 | 160 |  | replace 9 antennas with 3 new 700 MHz, 3 new 1900 MHz, and 3 new 2100 MHz antennas |  | install 6 new RRHs and 2 antenna cables
| Prospect | Waterbury Road | AT&T | Charles Bradshaw | guyed-lattice | 126 | 160 |  | replace 3 existing antennas with 3 700/1900 MHz antennas |  | AT&T would also replace 3 RRH
| Prospect | Waterbury Road | Sprint | Charles Bradshaw | guyed-lattice | 146 | 160 |  | add 3 2500 MHz antennas and 3 RRHs
| Putnam | Sayles Avenue | BAM | SBA Towers | monopole | 157 | 175 |  | 12-DB844H80DINXY panels | 12x30 | 1 GPS, 1 40-kW diesel generator; Sprint on tower @ 177', Nextel on @ 157' | diesel generator
| Putnam | Sayles Avenue | SNET | SBA Towers | monopole | 135 | 175 |  | 12 Decibel DB846H80 panel antennae | 12x20
| Putnam | Sayles Avenue | VoiceStream | SBA Towers | monopole | 185 | 175 |  | 3panel antennae | cabinets | pipe mount
| Putnam | Sayles Avenue | AT&T | SBA Towers | monopole | 167 | 175 |  | add 12 Allgon 7250.02 panel antennas |  | equipment cabinets on concrete pad; remedial modifications required
| Putnam | Sayles Avenue | SNET/Cingular | SBA Towers | monopole | 134 | 175 |  | change existing antennas to 12 CSS DUO4-8670, 6 tower mount amplifiers, 6 diplexers, 1 LMU @ 119'
| Putnam | Sayles Avenue | T-Mobile (VoiceStream) | SBA Towers | monopole |  | 175 |  | E911 upgrade
| Putnam | Sayles Avenue | Cingular/AT&T | SBA Towers | monopole | 167 | 175 |  | decommission AT&T antennas
| Putnam | Sayles Avenue | Verizon | SBA Towers | monopole | 146 | 175 |  | replace 6 existing cellular antennas with 6 PCS antennas
| Putnam | Sayles Avenue | Cingular | SBA Towers | monopole | 134 | 175 |  | remove 9 existing antennas, 6 TMAs, and 3 diplexers; install 6 new antennas, 6 TMAs, 6 diplexers
| Putnam | Sayles Avenue | MetroPCS | SBA Towers | monopole | 124 | 175 |  | install 6 panel antennas
| Putnam | Sayles Avenue | Sprint Nextel | SBA Towers | monopole |  | 175 |  |  |  | install 4 kW fuel cell for backup power | fuel cell backup
| Putnam | Sayles Avenue | Verizon | SBA | monopole | 147 | 175 |  | replace 12 existing antennas with 6 cellular, 3 PCS, and 3 LTE antennas
| Putnam | Sayles Avenue | AT&T | SBA | monopole | 134 | 175 |  | add 3 multi-band antennas to 6 GSM/UMTS antennas |  | 4G/LTE upgrade
| Putnam | Sayles Avenue | Sprint | SBA | monopole |  | 175 |  | install 1 fiber distribution box; 3 RRHs on ground; replace 2 equipment cabinets |  | 4G/LTE upgrade
| Putnam | Sayles Avenue | Verizon | SBA | monopole | 147 | 175 |  | replace 6 of 12 existing antennas with 3 cellular and 3 AWS antennas
| Putnam | Sayles Avenue | AT&T | SBA | monopole |  | 175 |  |  |  | install 50 kW diesel generator for backup power | diesel generator
| Putnam | Sayles Avenue | AT&T | SBA | monopole | 134 | 175 |  | install 3 previously approved RRHs
| Putnam | Sayles Avenue | Verizon | SBA | monopole | 147 | 175 |  | replace 6 antennas with 3 1900 and 3 700/2100 MHz antennas
| Putnam | Sayles Avenue | AT&T | SBA | monopole | 134 | 175 |  | replace 3 RRHs
| Putnam | Sayles Avenue | AT&T | SBA | monopole | 134 | 175 |  | replace 3 antennas w/ 3 LTE; replace 3 RRHs, add 3 RRHs
| Putnam | Sayles Avenue | Sprint | SBA | monopole | 175 | 175 |  | replace 6 antennas w 3x850/1900MHz antennas and 3 x 2500MHz antennas; add 12 rru's
| Putnam | Sayles Avenue | AT&T | SBA Tower Inc. | monopole | 175 | 175 |  | install 3 x 850/1900 Mhz antennas; add 6 x rru's
Docket No. 362 | Putnam | Elmwood Hill Road | Verizon | Verizon | monopole | 147 | 150 | 644 | Install 6 LPA-185063.12CF_2 PCS antennas and 6 LPA-4019 cellular antennas | 12x30
| Putnam | Elmwood Hill Road | Cingular | Verizon | monopole | 137 | 150 | 644 | Install 6 panel antennas | 12x30
| Putnam | Elmwood Hill Road | Verizon | Verizon | monopole | 147 | 150 | 644 | replace 12 existing antennas with 6 cellular, 3 PCS, and 3 LTE antennas
| Putnam | Elmwood Hill Road | AT&T | Verizon | monopole | 137 | 150 | 644 | add 3 multi-band antennas to 6 existing GSM/UMTS antennas |  | 4G/LTE upgrade
| Putnam | Elmwood Hill Road | Verizon | Verizon | monopole | 147 | 150 | 644 | convert 3 existing antennas to AWS
| Putnam | Elmwood Hill Road | Verizon | American Tower Corporation | monopole | 147 | 150 | 644 | replace 12 existing antennas with 6 8500 MHz, 3 700/2100 MHz and 3 1900 MHz, install 9 new RRHs
| Putnam | Industrial Park Road | AT&T Wireless | SBA | self-support lattice | 186 | 196 |  | 6 Allgon 7250.03 panel antennas |  | 2 new, 2 future equipment cabinets on concrete pad
| Putnam | Industrial Park Road | Verizon | SBA | self-support lattice | 176 | 196 |  | plan for 12 antennas acknowledged, never installed, resubmitted as EFR in 2015
| Putnam | Industrial Park Road | Cingular | SBA | self-support lattice | 186 | 196 |  | replace 3 existing antennas with 6 new antennas, 6 TMAs, and 6 diplexers | 12x30
| Putnam | Industrial Park Road | Cingular | SBA | self-support lattice |  | 196 |  |  |  | extend equipment pad, change equipment cabinets
| Putnam | Industrial Park Road | AT&T | SBA | self-support lattice | 186 | 196 |  | add 3 multi-band antennas to 6 existing GSM/UMTS antennas for LTE purposes
| Putnam | Industrial Park Road | AT&T | SBA | self-support lattice | 186 | 196 |  | replace mount maintain 3 UMTS antennas, add 6 LTE
| Putnam | Industrial Park Road | Verizon | SBA | self-support lattice | 176 | 196 |  | install 12 antennas, 9 RRHs | 12x26 | EFR 1333
| Putnam | Industrial Park Road | Verizon | SBA | self-support lattice | 176 | 196 |  | replace 9 antennas w/ 3 850 MHz & 3 700/2100 MHz antennas; replace 3 RRHs, add 6 RRHs
| Putnam | Industrial Park Road | AT&T | SBA | self-support lattice | 186 | 196 |  | replace 3 antennas w 3 x 700/850/2300 Mhz antennas add 3 rru's
Docket No. 167 | Redding | Old Redding Road | SCLP | SCLP | self-support lattice | 180 | 180 | 687 | 9 ALP 1101N panel antennas | 17x56 | State Police also on tower
| Redding | Old Redding Road | DMV | SCLP | self-support lattice | 103 | 180 | 687 | 1-20 foot omni-whip |  | Share existing bldg
| Redding | Old Redding Road | DPS | SCLP | self-support lattice | 130 | 180 | 687 | 2-6 ft dishes, 3-13-ft whips |  | Share existing bldg
| Redding | Old Redding Road | NW CT Pub Safety | SCLP | self-support lattice | 104 | 180 | 687 | 1-22 foot omni-whip |  | Share existing bldg
| Redding | Old Redding Road | AT&T Wireless | SCLP | self-support lattice | 143 | 180 | 687 | 9-panel Antennas | 12x20
| Redding | Old Redding Road | BAM | SCLP | self-support lattice | 172 | 180 | 687 | 12-panel Antennas | 12x50 | Equip. Building to be shared with Nextel
| Redding | Old Redding Road | FBI | SCLP | self-support lattice | 65 | 180 | 687 | 1 Antenna
| Redding | Old Redding Road | Nextel | SCLP | self-support lattice | 164 | 180 | 687 | 12-panel Antennas |  | Equip. Building to be shared with Nextel
| Redding | Old Redding Road | Omni | SCLP | self-support lattice | 150 | 180 | 687 | 9-panel Antennas | cabinet
| Redding | Old Redding Road | Sprint | SCLP | self-support lattice | 157 | 180 | 687 | 9-panel Antennas | cabinets
| Redding | Old Redding Road | AT&T Wireless | SCLP | self-support lattice | n/a | 180 | 687 | n/a |  | install new equipment within existing shelter
| Redding | Old Redding Road | Cingular | SCLP | self-support lattice | 180 | 180 | 687 | upgrade for GSM service
| Redding | Old Redding Road | AT&T Wireless | SCLP | self-support lattice | n/a | 180 | 687 | add GPS antenna for E911
| Redding | Old Redding Road | Verizon | SCLP | self-support lattice | 174 | 180 | 687 | replace 6 cellular antennas with 6 PCS antennas
| Redding | Old Redding Road | New Cingular | American Tower | self-support lattice | 180 | 180 | 687 | remove 9 existing antennas, install 6 dual band antennas | 12x20
| Redding | Old Redding Road | Cingular/AT&T | American Tower | self-support lattice | 143 | 180 | 687 | decommission AT&T antennas
| Redding | Old Redding Road | Verizon | American Tower | self-support lattice | 172 | 180 | 687 | replace 6 existing cellular antennas with 6 new cellular antennas
| Redding | Old Redding Road | MetroPCS | American Tower | self-support lattice | 140 | 180 | 687 | install 6 antennas
| Redding | Old Redding Road | CL&P | American Tower | self-support lattice | 118 | 180 | 687 | install 2 whip antennas
| Redding | Old Redding Road | Verizon | American Tower | self-support lattice | 172 | 180 | 687 | replace 12 existing antennas with 3 PCS, 6 cellular, and 3 700 MHz antennas
| Redding | Old Redding Road | AT&T | American Tower | self-support lattice | 180 | 180 | 687 | add 3 LTE antennas to 6 existing antennas
| Redding | Old Redding Road | Sprint | American Tower | self-support lattice | 157 | 180 | 687 | replace 6 existing CDMA antennas with 3 quad pole antennas for LTE
| Redding | Old Redding Road | American Tower | American Tower | self-support lattice | n/a | 180 | 687 | n/a |  | install diesel generator for backup power | diesel generator |  | shared
| Redding | Old Redding Road | Verizon | American Tower | self-support lattice | 172 | 180 | 687 | replace 2 of 12 existing antennas with 1 new cellular and 1 new LTE antenna
| Redding | Old Redding Road | Verizon | American Tower | self-support lattice | 172 | 180 | 687 | replace 6 of 12 existing antennas with 3 PCS and 3 AWS antennas
| Redding | Old Redding Road | Sprint | American Tower | self-support lattice | 154 | 180 | 687 | add 3 new CDMA/LTE antennas to 3 existing ones
| Redding | Old Redding Road | MetroPCS | American Tower | self-support lattice | 140 | 180 | 687 | replace 3 existing antennas with 6 new LTE antennas
| Redding | Old Redding Road | T-Mobile | American Tower Corporation | self-support lattice | 140 | 180 | 687 | install 3 700 MHz antennas
| Redding | Old Redding Road | Verizon | American Tower | self-support lattice | 172 | 180 | 687 | replace 12 ant w/ 3 700/1900 MHz, 6 850 MHz, 3 2100 MHz; replace 3 RRHs, add 6 RRHs
| Redding | Old Redding Road | AT&T | American Tower | self-support lattice | 180 | 180 | 687 | replace 6 antennas w/ 6 700/1900/2300 MHz antennas; add 6 RRHs
| Redding | Old Redding Road | Sprint | American Tower | self-support lattice | 157 | 180 | 687 | replace 3 antennas w/ 3 850/2500 MHz antennas; add 6 RRHs
Petition No. 441 | Redding | Mountain Road | Omni | CL&P | utility pole | 74.5 | 68 |  | 2-EMS-FR-65-17-02DP antennas | 7'x9.5' slab | cabinets, CL&P Structure 3275
Petition No. 441 | Redding | Mountain Road | T-Mobile | Eversource | utility pole | 74 | 68 |  | replace 2 antennas with 2 1900/2100 MHz antennas | cabinet | replace antenna mast
Docket No. 334 | Redding | Black Rock Turnpike | Sprint Nextel | Sprint Nextel | monopole | 119 | 120 | 642 | 12 antennas on triangular platform | pad | this tower was to replace an existing 80' lattice tower owned by fire district but it was never built; tower approved under Docket 449 will take this tower's place
Docket No. 334 | Redding | Black Rock Turnpike | Redding Fire Dept. | Sprint Nextel | monopole | 110 | 120 | 642 | 12 antennas on triangular platform | 12x30
Docket No. 334 | Redding | Black Rock Turnpike | Verizon | Sprint Nextel | monopole | 110 | 120 | 642 | 12 antennas on triangular platform | 12x30
Docket No. 449 | Redding | Black Rock Turnpike | AT&T | Message Center Management | monopole | 150 | 150 | 636 | install 12 panel antennas | 12x20 |  | propane generator |  | yes
Docekt No. 284 | Redding | Wayside Lane | AT&T | AT&T | monopole | 117', 109' | 120 | 578 | three antennas at each height | pad | tower designed as a flagpole with antennas mounted internally
| Redding | Wayside Lane | T-Mobile | AT&T | monopole | 87 | 120 | 578 | install 3 antennas | pad
| Redding | Wayside Lane | AT&T | AT&T | monopole | 97 | 120 | 578 | replace 3 existing antennas and 6 TMAs with 3 new antennas and 3 new TMAs
| Redding | Wayside Lane | AT&T | AT&T | monopole |  | 120 | 578 |  |  | install 50 kW diesel generator for backup power
| Redding | Wayside Lane | T-Mobile | Crown Castle | monopole | 84 | 120 | 578 | install 3 700/1900/2100 MHz; install 3 TMAs, 3 ground-mounted RRHs | 8' x 13' pad | tower share
Docket No. 404 | Redding | Great Oak Lane | AT&T | AT&T | monopole | 167, 177 | 180 | 588 | 3 dual band antennas (cellular and PCS) @ 177'; 3 LTE antennas @ 167' | 12x20 | tower designed as a flagpole with antennas mounted internally; site located at town highway department | diesel generator
| Redding | Great Oak Lane | Verizon | AT&T | monopole | 147.5 | 180 | 588 | install 3 internally-mounted antennas | 12x30 | EFR1133 | diesel generator
Petition No. 456 | Redding | Peaceable Street | VoiceStream | CL&P | utility pole | 85', 78' | 70 |  | 6 EMS dual-pol antennae | cabinets | 19' pipe extension 3 antennae @ 79', 3 antennae @ 85'
Petition No. 456 | Redding | Peaceable Street | VoiceStream | CL&P | utility pole | 85 | 70 |  | 6-EMS antennas | cabinet | 4.5" dia pipe extension, Structure # 326
| Redding | Peaceable Street | T-Mobile (VoiceStream) | CL&P | utility pole | 85', 78' | 70 |  | E911 upgrade
| Redding | Peaceable Street | T-Mobile | Eversource | utility pole | 85 | 70 |  | replace 2 antennas with 2 1900/2100 MHz antennas |  | replace antenna mast
| Redding | Dittmar Road | AT&T | Message Center Mngmt | guyed-lattice | 98 | 110 |  | add 3 Allgon 7250.03 panel antennas | conc pad | PageNet and Security Monitoring also on tower
| Redding | Dittmar Road | Nextel | Message Center Mngmt | guyed-lattice | 112 | 110 |  | 3 panel antennas | 11x20 | add pipe mast extension to 110' tower to 116'
| Redding | Dittmar Road | Cingular | Message Center Mngmt | guyed-lattice | 98 | 110 |  | remove 3 existing AT&T antennas; replace with 6 new antennas and 6 TMAs
Docket No. 425 | Redding | Dittmar Road | T-Mobile | Message Center Mngmt | monopole | 120 | 120 |  | install 9 antennas | pad | replace existing 110' guyed lattice tower with 120' tower designed as a faux tree (monopine) | battery backup | 12-16 hour capacity
| Redding | Dittmar Road |  | MCM Acquisition 2017 LLC | monopole |  | 120 |  |  |  | transfer certificate
Petition No. 311 | Redding | Lonetown Road | BAM | Gianninoto and Miller | self-support lattice | 110 | 120 | 800 | 4 whip ant | 6'x2.5'x6' | Attach whips to a wind power facility tower
| Redding | Lonetown Road | BAM | Gianninoto and Miller | self-support lattice | 95 | 120 | 800 | 2-pd 10009 |  | Replace Antennas
| Redding | Lonetown Road | Verizon | Gianninoto & Miller | self-support lattice | 90;82 | 100 |  | 6-vertically oriented panel antennas | 12'x20' | remove 2 whip antennas and existing equipment cabinet
| Redding | Lonetown Road | Verizon | Gianninoto & Miller | self-support lattice | 90;82 | 100 |  | replace 6 cellular antennas with 6 dual-band antennas | 12'x20'
| Redding | Lonetown Road | Verizon | Gianninoto & Miller | self-support lattice | 90 | 100 |  | replace 6 existing antennas with 3 cellular, 3 PCS, and 3 LTE antennas
| Redding | Lonetown Road | Verizon | Gianninoto & Miller | self-support lattice | 90 | 100 |  | replace 1 of 12 existing antennas with 1 new LTE antenna
Petition No. 1131 | Redding | Lonetown Road | Verizon | Gianninoto & Miller | self-support lattice | 92 | 100 |  |  |  | expand compound to accommodate Verizon backup generator and propane tank | propane generator |  | shared
| Redding | Lonetown Road | T-Mobile | Andrew & Elizabeth Mound | self-support lattice | 92 | 100 |  | install 3 700 MHz, 3 2100 MHz antennas; add 6 RRHs | 4 cabinets | tower share. Antennas on t-arms. Says Verizon is at 80 foot level.
| Redding | Lonetown Road | Verizon | Andrew & Elizabeth Mound | self-support lattice | 82 | 100 |  | replace 6 antennas w/ 3 700 MHz antennas and 3 2100 MHz antennas
| Ridgefield | Catoonah Street | SNET/SCLP | SNET/SCLP | monopole | 63 | 65 |  | 2-8' omni |  | replaced existing tower w/ new one
| Ridgefield | Catoonah Street | SNET/SCLP | SNET/SCLP | monopole | 58 | 65 |  | add 3 EMS RS90-12-00A2 panel antennas
| Ridgefield | Catoonah Street | AT&T | AT&T | monopole | 62 | 65 |  | add 3 LTE antennas to 3 GSM/UMTS antennas
Petition No. 1338 | Ridgefield | Danbury Road | Verizon | Verizon | rooftop | 47 | 50 |  | 1900 and 2100 MHz antennas would be installed in 2 sectors with 1 RRH behind each antenna | 1 cabinet | 2 antenna sectors in 2 separate faux chimneys on building roof at Fairfield County Bank | battery backup
Petition No. 470 | Ridgefield | Cooper Hill Road | AT&T | CL&P | utility pole | 85 | 87 |  | 3 panel antennas on pipe mast extension | cabinet
| Ridgefield | Cooper Hill Road | AT&T | CL&P | utility pole | 85 | 87 |  |  |  | install new cabinet, expand pad
| Ridgefield | Cooper Hill Road | Cingular | CL&P | utility pole | 85 | 87 |  | remove 3 existing antennas; install 3 Powerwave 7770 antennas and 6 TMAs |  | UMTS upgrade
| Ridgefield | Cooper Hill Road | AT&T | CL&P | utility pole | 85 | 87 |  | replace 3 existing antennas and 6 existing TMAs with 3 new antennas and 3 new TMAs
Petition No. 1280 | Ridgefield | - Danbury Road | Verizon | Eppoliti Realty Co. Inc. | rooftop | 36 | 30 |  | 6 panel antennas and 6 RRHs |  | rooftop antenna concealment enclosure, equipment on first floor of building
| Ridgefield | Danbury Road | Omnipoint | Nextel | monopole | 87.5 | 100 |  | 4 Algon 7250 panel antennas | pad | tower designed as a flagpole with antennas mounted internally; Nortel S8000 cabinet; Nextel on tower @ 97.5'
| Ridgefield | Danbury Road | MetroPCS | Nextel | monopole | 77 | 100 |  | install 3 panel antennas
| Ridgefield | Danbury Road | T-Mobile | American Tower | monopole | 87.5 | 100 |  | replace 2 existing GSM antennas with 2 new GSM/UMTS antennas
Docket No. 113 | Ridgefield | East Ridge Road | BAM | Ridgefield, Town of | monopole | 128 | 130 | 745 | 2-15' omni whips, 6-11.5 whips |  | Sprint, T-Mobile on tower; Also 4 antennas belonging to the Town of Ridgefield
| Ridgefield | East Ridge Road | BAM | Ridgefield, Town of | monopole | 140 | 130 | 745 | 9-ALP-9212 |  | Replace Antennas
| Ridgefield | East Ridge Road | Verizon | Ridgefield, Town of | monopole | 131 | 130 | 745 | replace 6 cellular antennas with 6 PCS antennas
| Ridgefield | East Ridge Road | Verizon | Ridgefield, Town of | monopole | 130 | 130 | 745 | replace 12 existing antennas with 3 PCS, 6 cellular, and 3 700 MHz antennas
| Ridgefield | East Ridge Road | Verizon | Ridgefield, Town of | monopole | 130 | 130 | 745 | replace 12 existing antennas with 3 cellular, 3 PCS, and 6 LTE antennas
| Ridgefield | East Ridge Road | Sprint | Ridgefield, Town of | monopole | 118 | 130 | 745 | replace 6 CDMA antennas with 3 dual-band antennas |  | 4G/LTE upgrade
| Ridgefield | East Ridge Road | Verizon | Ridgefield, Town of | monopole | 128 | 130 | 745 | replace 3 of 12 existing antennas with 3 AWS antennas
| Ridgefield | East Ridge Road | T-Mobile | Ridgefield, Town of | monopole | 100 | 130 | 745 | replace 6 GSM/UMTS antennas with 6 new UMTS/LTE antennas
| Ridgefield | East Ridge Road | Sprint | Ridgefield, Town of | monopole | 118 | 130 | 745 | add 3 new CDMA/LTE antennas to 3 existing ones
| Ridgefield | East Ridge Road | T-Mobile | Ridgefield, Town of | monopole | 100 | 130 | 745 | add 3 LTE ant. & 3 RRUs
| Ridgefield | East Ridge Road | Verizon | Ridgefield, Town of | monopole | 128 | 130 | 745 | replace 9 antennas with 3 700, 3 1900, and 3 2100 MHz antennas
| Ridgefield | East Ridge Road | T-Mobile | Ridgefield, Town of | monopole | 100 | 130 | 745 | replace 6 antennas with 3 700 MHz and 3 1900 MHz antennas, replace 3 TMAs and install 3 RRHs
| Ridgefield | East Ridge Road | T-Mobile | Ridgefield, Town of | monopole | 100 | 130 | 745 | replace 6 ant w/ 3 1900 MHz, 3 2100 MHz & add 3 700 MHz. Replace 3 TMAs, add 3 RRHs
| Ridgefield | East Ridge Road | T-Mobile | Ridgefield, Town of | monopole | 100 |  | 745 | replace 6 existing w 3x600/700MGHz & 3 x 1900/2100MHz
| Ridgefield | East Ridge Road | Verizon | Ridgefield, Town of | monopole | 130 | 130 | 745 | replace 3 antennas w 3 x 700/850 MHz & install 3x 3550 MHz antennas; replace 9 rrus
| Ridgefield | Ethan Allen Highway | Sprint | VoiceStream | monopole | 80 | 100 |  | 3 panel antennae | cabinets | tower designed as a flagpole with antennas mounted internally; 1 GPS on cabinets, VoiceStream on at 97.5' and 87.5'
| Ridgefield | Ethan Allen Highway | AT&T | VoiceStream | monopole | 70 | 100 |  | add 3 PCSX065-18-0 panel antennas | cabinets | up to four equipment cabinets on concrete pad; expand compound area 170 sq. ft.
| Ridgefield | Ethan Allen Highway | Cingular | VoiceStream | monopole | 69 | 100 |  | remove 3 existing antennas; replace with 3 new antennas and 6 TMAs
| Ridgefield | Ethan Allen Highway | AT&T | VoiceStream | monopole | 70 | 100 |  | replace 3 GSM/UMTS antennas with 3 new GSM/UMTS/LTE antennas
| Ridgefield | Ethan Allen Highway | AT&T | VoiceStream | monopole | 67 | 100 |  | replace 3 GSM/UMTS antennas with 3 new GSM/UMTS/LTE antennas |  | re-submittal of previously approved modification whose approval was allowed to lapse
| Ridgefield | Ethan Allen Highway | T-Mobile | Crown Castle | monopole | 87, 97 | 100 |  | at 97' level - replace 3 GSM antennas with 3 GSM/UMTS antennas; at 87' level - replace 3 GSM antennas with 3 UMTS/LTE antennas
| Ridgefield | Ethan Allen Highway | Sprint | Crown Castle | monopole | 77 | 100 |  | replace 3 antennas w 3 x 850/1900/2500MHz antennas; | add 4 RRU's | replace concealment canister
Petition No. 489 | Ridgefield | Halpin Lane | AT&T Wireless | CL&P | utility pole | 117 | 105 |  | 3-panel antennas | 10'x14' | on Rails-to-Trails, building architecturally treated shed
| Ridgefield | Halpin Lane | AT&T Wireless | CL&P | utility pole | 117 | 105 |  | replace 6 existing antennas with 6 new antennas and 6 TMAs
| Ridgefield | Halpin Lane | AT&T | CL&P | utility pole | 115 | 105 |  | replace 6 existing and 6 TMAs with 3 new antennas, 3 new TMAs, and 6 RRHs
| Ridgefield | Halpin Lane | AT&T | CL&P | utility pole | 115 | 105 |  | replace 3 ant. w/ 3 850/1900/700 MHz ant.; add 3 TMAs
Petition No. 458 | Ridgefield | Cooper Hill Road | VoiceStream | CL&P | utility pole | 97 | 82 | 640 | 6-EMS Dual Pole Antennas | cabinet | 4.5" dia pipe extension, structure # 3292
| Ridgefield | Cooper Hill Road | T-Mobile (VoiceStream) | CL&P | utility pole | 97 | 100 | 640 | E911 upgrade
Docket No. 445 | Ridgefield | Old Stagecoach Road/Aspen Ledges Road | AT&T | Homeland Towers | monopole | 146 | 150 | 807 | install 12 panel antennas | 11.5x20 |  | diesel generator
Docket No. 445 | Ridgefield | Old Stagecoach Road/Aspen Ledges Road | Town of Ridgefield | Homeland Towers | monopole | 150 | 150 | 807 | 1 2-foot microwave dish @ 65'; 1 RFI antenna @ 150'; 1 RFI antenna @ 70' | 10x12 |  | propane generator
| Ridgefield | Old Stagecoach Road/Aspen Ledges Road | T-Mobile | Homeland Towers | monopole | 126 | 150 | 807 | install 6 700/1900/2100 MHz ant., and 6 RRHs | 10x20 | antennas and supports painted to match color of tower
| Ridgefield | Old Stagecoach Road/Aspen Ledges Road |  | Insite Towers Development | monopole |  | 150 | 807 |  |  | transfer certificate from Homeland Towers to Insite Towers Development
| Ridgefield | Old Stagecoach Road/Aspen Ledges Road | AT&T | Insite Towers Development | monopole | 146 | 150 | 807 | install 6 new RRHs
| Ridgefield | Old Stagecoach Road/Aspen Ledges Road | AT&T | Insite Towers Development | monopole | 146 | 150 | 807 | replace 6 rru's & install 3 x low band combiners
Sub-petition No. 1133 | Ridgefield | Old Stagecoach Road/Aspen Ledges Road | Verizon | Insite Towers Development | monopole | 136 | 150 | 807 | install 9x700/850/1900/2100MHz antennas; add 9 rru's | 9'x9' conc pad | one cabinet on conc pad; DG on a 4' x 8.6' conc. pad | propane generator | 30kw | no
| Ridgefield | Old Stagecoach Road/Aspen Ledges Road | T-Mobile | Insite Towers Development | monopole | 126 | 150 | 807 | replace 3 antennas w 3 x 600/700 Mhzantennas; replace 3 rru's
Petition No. 1054 | Ridgefield | Prospect Street | CL&P | CL&P | monopole | var. | 84 | 666 | install 5 omnidirectional antennas at various heights near top of pole |  | inside Prospect Street substation
| Rocky Hill | Cromwell Avenue | Verizon | Crown Media | monopole | 146 | 173 |  | 12-Swedcom panel type antennas | 12'x30' | Metricom on tower @ 156'
| Rocky Hill | Cromwell Avenue | Verizon | Crown Media | monopole | 146 | 173 |  | replace 6 existing cellular with 6 new PCS antennas
| Rocky Hill | Cromwell Avenue | Verizon | Crown Media | monopole | 150 | 173 |  | replace 6 existing cellular with 6 new cellular antennas
| Rocky Hill | Cromwell Avenue | Verizon | Crown Media | monopole | 150 | 173 |  | replace 12 existing antennas with 3 PCS, 6 cellular, and 3 700 MHz antennas |  | Verizon adds 6 diplexers - acknowledged 6/2/10
| Rocky Hill | Cromwell Avenue | Verizon | Crown Media | monopole | 150 | 173 |  | replace 1 of 12 existing antennas with 1 new LTE antenna
| Rocky Hill | Cromwell Avenue | Verizon | Crown Media | monopole | 150 | 173 |  | replace 9 of 12 existing antennas with 3 850 MHz antennas, 3 1900 MHz antennas, and 3 2100 MHz antennas
| Rocky Hill | Cromwell Avenue | Verizon | Crown Castle | monopole | 150 | 173 |  | replace 6 ant w/ 3 1900 MHz & 3 2100 MHz ant; replace 3 RRHs, add 6 RRHs
Docket No. 151 | Rocky Hill | West Street | SCLP | SCLP | monopole | 100 | 100 | 203 | (4-6) - 13' whips | 12x26
| Rocky Hill | West Street | SNET/Cingular | SCLP | monopole | 103 | 100 | 203 | replace existing with 9 DUO4-8670 antennas, 6 tower mount amplifiers, 1 LMU
| Rocky Hill | West Street | Cingular | SCLP | monopole | 103 | 100 | 203 | replace existing antennas with 6 new ones |  | replace existing TMAs with 12 new ones
| Rocky Hill | West Street | Verizon | SCLP | monopole | 90 | 100 | 203 | install 6 cellular and 6 PCS antennas | 12x30 | install 6 tower mounted amplifiers
| Rocky Hill | West Street | Pocket (now MetroPCS) | SCLP | monopole | 80 | 100 | 203 | flush mount 3 antennas
| Rocky Hill | West Street | Cingular | SCLP | monopole | 103 | 100 | 203 |  |  | reapply for 7/26/06 approval with new structural analysis
| Rocky Hill | West Street | AT&T | American Tower | monopole | 103 | 100 | 203 | add 3 LTE antennas to 6 existing GSM/UMTS antennas
| Rocky Hill | West Street | Verizon | American Tower | monopole | 90 | 100 | 203 | replace 12 existing antennas with 6 cellular, 3 PCS, and 3 LTE antennas
| Rocky Hill | West Street | MetroPCS | American Tower | monopole |  | 100 | 203 |  |  | replace radio cabinet for LTE upgrade
| Rocky Hill | West Street | Verizon | American Tower | monopole | 90 | 100 | 203 | replace 2 of 12 antennas with 2 new LTE antennas
| Rocky Hill | West Street | Verizon | American Tower | monopole | 90 | 100 | 203 | replace 9 of 19 existing antennas with 3 LTE, 3 PCS, and 3 AWS antennas
| Rocky Hill | West Street | Verizon | American Tower | monopole | 90 | 100 | 203 | replace 6 ant w/ 3 1900 MHz and 3 2100 MHz; replace 3 RRHs, add 6 RRHs
| Rocky Hill | West Street | AT&T | American Tower | monopole | 100 | 100 | 203 | replace 3 RRHs
| Rocky Hill | West Street | Verizon | American Tower | monopole | 90 | 100 | 203 | replace 6 existing antennas with 3 1900 MHz and 3 2100 MHz antennas; replace 3 existing RRHs and install 6 new RRHs
| Rocky Hill | West Street | AT&T | American Tower | monopole | 100 | 100 | 203 | replace 3 antennas w/ 3 1900/2100 MHz antennas; replace 6 RRHs
| Rocky Hill | West Street | DPS | DPS | water tank |  | 210 |  |  | 18x50
| Rocky Hill | Inwood Road | Nextel |  | monopole | 180 | 185 |  | replace 12 existing with 12 new antennas |  | install 60w generator inside compound; Sprint, AT&T on tower | generator
| Rocky Hill | Inwood Road | AT&T | American Tower | monopole | 167 | 185 |  | add 3 LTE antennas to 6 existing GSM/UMTS antennas
| Rocky Hill | Inwood Road | Sprint | American Tower | monopole | 140 | 185 |  | replace 6 CDMA antennas with 3 dual-band antennas |  | 4G/LTE upgrade
| Rocky Hill | Inwood Road | AT&T | American Tower | monopole |  | 185 |  |  |  | install 50 kW diesel generator for backup power | diesel generator
| Rocky Hill | Inwood Road | American Tower | American Tower | monopole |  | 185 |  |  |  | install 80 kW diesel generator for backup power for tenants | diesel generator
| Rocky Hill | Inwood Road | Sprint | American Tower | monopole | 140 | 185 |  | replace 6 CDMA antennas with 3 dual-band antennas |  | 4G/LTE upgrade
| Rocky Hill | Inwood Road | AT&T | American Tower | monopole | 168 | 185 |  | install 3 RRHs previously approved but never installed
| Rocky Hill | Inwood Road | AT&T | American Tower | monopole | 168 | 185 |  | replace 3 ant w/ 3 2300 MHz ant; replace 3 RRHs, add 3 RRHs
| Rocky Hill | Inwood Road | AT&T | American Tower | monopole | 168 | 185 |  | replace 3 antennas w/ 3 700/1900 MHz antennas; add 3 RRHs
| Rocky Hill | Inwood Road | Sprint | American Tower | monopole | 140 | 185 |  | install 3 850/2500 MHz, add 6 RRHs
| Rocky Hill | New Britain Avenue | VoiceStream | Town of Rocky Hill | monopole | 160 | 180 |  | 6 EMS RR 90-1702 DP antennas | cabinet | AT&T @ 170' and Town @ top also on tower - At Rocky Hill Fire Dept. 2
| Rocky Hill | New Britain Avenue | Sprint | Town of Rocky Hill | monopole | 140 | 180 |  | 12 panel | cabinet | AT&T and VoiceStream also on tower - At Rocky Hill Fire Dept. 2
| Rocky Hill | New Britain Avenue | Cingular | Town of Rocky Hill | monopole | 170 | 180 |  | replace existing antennas with 6 new ones |  | replace existing TMAs with 6 new ones; add one equipment cabinet to shelter
| Rocky Hill | New Britain Avenue | T-Mobile | Town of Rocky Hill | monopole | 160 | 180 |  | add 3 new antennas to 6 existing antennas and 9 TMAs |  | UMTS upgrade
| Rocky Hill | New Britain Avenue | Clearwire | Town of Rocky Hill | monopole | 144 | 180 |  | install 3 panel antennas, 3 microwave dishes
| Rocky Hill | New Britain Avenue | Verizon | Town of Rocky Hill | monopole | 90 | 180 |  | replace 6 existing PCS antennas with 3 new PCS and 3 LTE antennas
| Rocky Hill | New Britain Avenue | AT&T | Town of Rocky Hill | monopole | 168 | 180 |  | add 3 new LTE antennas to 3 existing GSM/UMTS antennas
| Rocky Hill | New Britain Avenue | T-Mobile | Town of Rocky Hill/AT&T | monopole | 160 | 180 |  | replace 3 GSM antennas and 3 UMTS antennas with 3 LTE antennas and 3 GSM/UMTS antennas
| Rocky Hill | New Britain Avenue | Sprint | Town of Rocky Hill/AT&T | monopole | 140 | 180 |  | replace 6 CDMA antennas with 3 dual-band antennas |  | 4G/LTE upgrade
| Rocky Hill | New Britain Avenue | Sprint | Crown Castle | monopole | 140 | 180 |  | add 3 new CDMA/LTE antennas to 3 existing ones
| Rocky Hill | New Britain Avenue | T-Mobile | Crown Castle | monopole | 160 | 180 |  | replace 3 of 6 existing antennas with 3 new LTE antennas
| Rocky Hill | New Britain Avenue | Verizon | Crown Castle | monopole | 90 | 180 |  | replace 9 of 12 existing antennas with 3 new 850 MHz, 3 new 1900 MHz, and 3 new 2100 MHz antennas
| Rocky Hill | New Britain Avenue | T-Mobile | Crown Castle | monopole | 160 | 185 |  | Install 3 ant. & 3 RRUs
| Rocky Hill | New Britain Avenue | AT&T | Crown Castle | monopole | 168 | 182 |  | install 3 700/850 MHz ant; add 3 RRHs
| Rocky Hill | New Britain Avenue | Sprint | Crown Castle | monopole | 140 | 182 |  | install 3 2500 MHz ant; add 3 RRHs
| Rocky Hill | New Britain Avenue | AT&T | Crown Castle | monopole | 168 | 182 |  | replace 3 antennas w/ 3 LTE antennas; add 3 RRHs
| Rocky Hill | New Britain Avenue | Verizon | Crown Castle | monopole | 90 | 180 |  | replace 6 antennas w 3x 700/850 MHz & 3 x 1900/2100 MHz antennas; replace 6 RRUs
| Rocky Hill | Old Main Street | SCLP | Town of Rocky Hill | monopole | 138 | 150 |  | 12-Allgon 7120.16 panel antennas | 12x16
| Rocky Hill | Old Main Street | Sprint | Town of Rocky Hill | monopole | 129.5 | 150 |  | 9-EMS-FV65-17-xxxp panel antennas | cabinets | 1-GPS at 74.5 ft
| Rocky Hill | Old Main Street | Nextel | Town of Rocky Hill | monopole | 115 | 150 |  | add 12 panel antennas | 12x20
| Rocky Hill | Old Main Street | Verizon | Town of Rocky Hill | monopole | 140 | 150 |  | install 6 PCS and 6 cellular antennas | 12x20
| Rocky Hill | Old Main Street | Cingular | Town of Rocky Hill | monopole | 105 | 150 |  | install 6 panel antennas, 6 TMAs, and 6 diplexers
| Rocky Hill | Old Main Street | Pocket (now MetroPCS) | Town of Rocky Hill | monopole | 95 | 150 |  | flush mount 3 antennas
| Rocky Hill | Old Main Street | T-Mobile | Town of Rocky Hill | monopole | 95 | 150 |  | replace 3 of 6 existing antennas; replace 6 TMAs |  | UMTS upgrade
| Rocky Hill | Old Main Street | Verizon | Town of Rocky Hill | monopole | 140 | 150 |  | replace 12 existing antennas with 6 new cellular and 6 new PCS antennas
| Rocky Hill | Old Main Street | Verizon | T-Mobile | monopole | 140 | 150 |  | replace 6 of 12 exisitng antennas with 3 new PCS and 3 new LTE antennas
| Rocky Hill | Old Main Street | AT&T | T-Mobile | monopole | 105 | 150 |  | add 3 LTE antennas to 6 existing GSM/UMTS antennas
| Rocky Hill | Old Main Street | MetroPCS | T-Mobile | monopole |  | 150 |  |  |  | replace radio cabinet as part of LTE upgrade
| Rocky Hill | Old Main Street | Sprint | T-Mobile | monopole |  | 150 |  |  |  | install 3 remote radio heads on ground frame
| Rocky Hill | Old Main Street | AT&T | T-Mobile | monopole |  | 150 |  |  |  | install 50 kW diesel generator for backup power | diesel generator
| Rocky Hill | Old Main Street | T-Mobile | Crown Castle | monopole | 149 | 150 |  | replace 6 existing GSM antennas with 3 new GSM/UMTS and 3 new LTE antennas |  | 4G/LTE upgrade
| Rocky Hill | Old Main Street | T-Mobile | Crown Castle | monopole | 149 | 150 |  | add 3 new LTE antennas to 6 existing antennas
| Rocky Hill | Old Main Street | AT&T | Crown Castle | monopole | 105 | 150 |  | install 3 RRHs previously approved but never installed
| Rocky Hill | Old Main Street | Verizon | Crown Castle | monopole | 140 | 150 |  | replace 12 ant. w/ 3 700 MHz, 3 850 MHz, 3 1900 MHz, 3 2100 MHz & 6 RRHs
| Rocky Hill | Old Main Street | AT&T | Crown Castle | monopole | 105 | 150 |  | replace 3 antennas/RRUs with 3 new antennas/RRUs and install 12 tower mounted switches
| Rocky Hill | Old Main Street | AT&T | Crown Castle | monopole | 105 | 150 |  | replace 3 antennas w/ 3 2100/2300 MHz antennas; add 6 RRHs
| Rocky Hill | Old Main Street | Verizon | Crown Castle | monopole | 140 | 150 |  | replace 6 antennas w 3x600/700Mhz & 3x850/1900MHz antennas; add 3 x rru's
| Rocky Hill | Old Main Street | Sprint | Crown Castle | monopole | 130 | 150 |  | remove 6 antennas & install 3 x 850/1900MHz & 3x 2500MHz antennas; add 6 rru's
| Rocky Hill | Old Main Street | T-Mobile | Crown Castle | monopole | 149 | 150 |  | replace 6 antennas w 3 x600/700 MHz & 3 x 1900 MHz antennas; replace 3 RRU's
Docket No. 58 | Rocky Hill | France Street | BAM | BAM | monopole | 140 | 140 | 200 | 2-11' whips, 3-8' reflect. ant | 15x21 | Beiver tract
| Rocky Hill | France Street | BAM | BAM | monopole | 140 | 140 | 200 | 12-AIP-9212 |  | Replace Antennas
| Rocky Hill | France Street | BAM | BAM | monopole | 140 | 140 | 200 | GPS |  | Install GPS receive only
| Rocky Hill | France Street | BAM | BAM | monopole |  | 140 | 200 |  | 5x11 | Install concrete pad and generator
| Rocky Hill | France Street |  | Crown Castle | monopole |  | 140 | 200 |  |  | Transfer of Certificate from BAM (Cellco) to Crown Atlantic
| Rocky Hill | France Street | Verizon | Crown Castle | monopole | 137 | 140 | 200
| Rocky Hill | France Street | T-Mobile | Crown Castle | monopole | 124 | 140 | 200 | install 6 panel antennas | pad
| Rocky Hill | France Street | Pocket (now MetroPCS) | Crown Castle | monopole | 114 | 140 | 200 | install 3 flush mounted antennas
| Rocky Hill | France Street | T-Mobile | Crown Castle | monopole | 124 | 140 | 200 | add 3 new antennas to 3 existing antennas and 3 TMAs to 6 existing TMAs |  | UMTS upgrade
| Rocky Hill | France Street | Verizon | Crown Castle | monopole | 137 | 140 | 200 | replace 12 existing antennas with 6 cellular, 3 PCS, and 3 LTE antennas |  | 4G upgrade
| Rocky Hill | France Street | MetroPCS | Crown Castle | monopole |  | 140 | 200 |  |  | replace radio cabinet as part of LTE upgrade
| Rocky Hill | France Street | T-Mobile | Crown Castle | monopole | 124 | 140 | 200 | remove 3 TMAs and install six TMAs
| Rocky Hill | France Street | Verizon | Crown Castle | monopole | 137 | 140 | 200 | replace 6 antennas w/ 3 700/2100 MHz & 3 190 MHz; add 9 RRHs
| Roxbury | Lower County Road | SNET | Nextel | self-support lattice | 130 | 180 |  | omni-directional antennae | Cabinets | Change to installing omni-directional antennae from panel
| Roxbury | Lower County Road | SNET | Nextel | self-support lattice | 130 | 180 |  | omni-directional antennae | Cabinets | Temporary use of omni-directional antennae
| Roxbury | Lower County Road | SNET | Nextel | self-support lattice | 120 | 180 |  | add 6 Allgon 7250.03 panel antennas |  | up to 4 equipment cabinets on concrete pad
| Roxbury | Lower County Road | SNET | Nextel | self-support lattice | 130 | 180 |  | replace approved antennas with 3 ASp0974 whips, 3 EMS MB96RR900200 panels, 3 tower mount amplifiers
| Roxbury | Lower County Road | ALLTEL | Nextel | self-support lattice |  | 180 |  |  | pad | change out ground equipment to convert from AT&T to Alltel
| Roxbury | Lower County Road | Nextel | Nextel | self-support lattice | 177 | 180 |  | replace 9 existing antennas and add 3 additional antennas
| Roxbury | Lower County Road | AT&T | SBA | self-support lattice | 130 | 180 |  | add 3 multi-band antennas to 6 GSM/UMTS antennas |  | 4G/LTE upgrade
| Roxbury | Lower County Road | Sprint | SBA | self-support lattice | 177.5 | 180 |  | replace 3 CDMA antennas with 3 dual-band antennas |  | 4G/LTE upgrade
| Roxbury | Lower County Road | Verizon | Nextel | self-support lattice | 163 | 180 |  | add 12 DB950F85E-M panel antennas | 12x30
| Roxbury | Lower County Road | Verizon | Nextel | self-support lattice | 163 | 180 |  | replace 6 existing antennas with 6 new antennas
| Roxbury | Lower County Road | Cingular | Nextel | self-support lattice | 130 | 180 |  | remove 3 existing panel antennas, 3 omni antennas, 6 TMAS; replace with 6 new antennas, 6 TMAs, 6 diplexers |  | UMTS upgrade
| Roxbury | Lower County Road | Verizon | TowerCo | self-support lattice | 163 | 180 |  | replace 6 of 12 existing antennas with 3 PCS and 3 LTE antennas
| Roxbury | Lower County Road | Sprint | SBA 2012 Tower Co Assets LLc | self-support lattice | 177 | 180 |  | replace 3 antennas w 3x850/1900MHz & install 3 x 2500MHz atennas
Docket No. 428 | Roxbury | Southbury Road | AT&T | AT&T | monopole | 167 | 170 | 723 | install up to 12 panel antennas |  |  | diesel generator | 210 gallon/48-hour capacity
| Roxbury | Southbury Road | AT&T | AT&T | monopole | 167 | 170 | 723 | replace 9 ant w/ 9 LTE ant; install 3 RRHs
| Salem | East Haddam Road | SCLP | ATC | self-support lattice | 187 | 190 | 355 | 12-panels, ALP 11011N | 12x26
| Salem | East Haddam Road | Sprint | American Tower | self-support lattice | 150 | 190 |  | 12 panel - GPS at 75' | cabinet
| Salem | East Haddam Road | AT&T | American Tower | self-support lattice | 127 | 190 |  | add Allgon 7250.03 panel antennas |  | 2 new equipment cabinets on 6x3 concrete pad
| Salem | East Haddam Road | Cingular | American Tower | self-support lattice | 188 | 190 |  | add up to 12 CSS DUO-1417-8686 panel antennas | 12x20 | up to 6 TTAs, up to 3 dual-band combiners
| Salem | East Haddam Road | Cingular/AT&T | American Tower | self-support lattice | 127 | 190 |  | decommission AT&T antennas
| Salem | East Haddam Road | Cingular | American Tower | self-support lattice | 187 | 190 |  | remove 9 CSS antennas, 6 TMAs, 3 diplexers; install 6 Powerwave 7770 antennas, 6 TMAs, 6 diplexers
| Salem | East Haddam Road | AT&T | American Tower | self-support lattice | 187 | 190 |  | add 3 multi-band antennas to 6 existing GSM/UMTS antennas |  | 4G/LTE upgrade
| Salem | East Haddam Road | T-Mobile | American Tower | self-support lattice | 175 | 190 | 355 | install 6 700/1900/2100 MHz ant., and 9 RRHs | 10'6"x6' pad
| Salem | East Haddam Road | Sprint | American Tower | self-support lattice | 150 | 190 | 335 | replace 6 existing antennas with 3 x 850/1900 MHz & 3x2500MHz antennas;add 12 RRH
| Salem | East Haddam Road | T-Mobile | American Tower | self-support lattice | 175 | 190 | 335 | replace 3 antennas w 3 x600/700 MHz antennas; replace 3 RRU's
| Salem | East Haddam Road | AT&T | American Tower | self-support lattice | 187 | 190 | 355 | replace 6 antennas w 3x700/2100 MHz & 3x700/850/1900 MHz antennas; replace 3 rru's & install 6 neww rrus
| Salem | Witch Meadow Road | SCLP | SBA | monopole | 186 | 197.7 |  | 9-Allgon antennas | 11'x20' | Sprint on tower @ 195'
| Salem | Witch Meadow Road | AT&T | SBA | monopole | 175 | 197 |  | add 6 Allgon 7250.03 antennas | 2 cabinets | Structural modifications to baseplate per PE
| Salem | Witch Meadow Road | Cingular | SBA | monopole | 185 | 197 |  | replace existing antennas with 9 CSS DUO4-8670, 6 tower mount amplifiers, 3 diplexers, 1 LMU
| Salem | Witch Meadow Road | AT&T | SBA | monopole | 175 | 197 |  | add 1 receive antenna in @ sector for E911
| Salem | Witch Meadow Road | Cingular/AT&T | SBA | monopole | 175 | 197 |  | decommission AT&T antennas
| Salem | Witch Meadow Road | Cingular | SBA | monopole | 168 | 197 |  | remove 9 existing antennas; replace with 6 antennas, 6 TMAs, and 6 diplexers
| Salem | Witch Meadow Road | AT&T | SBA | monopole | 185 | 197 |  | add 3 multi-band antennas to 6 existing GSM/UMTS antennas |  | 4G/LTE upgrade
| Salem | Witch Meadow Road | Sprint | SBA | monopole |  | 197 |  | install 1 fiber distribution box; install 3 RRHs on ground; replace 2 equipment cabinets |  | 4G/LTE upgrade
| Salem | Witch Meadow Road | T-Mobile | SBA | monopole | 175 | 197 |  | install 3 1900/2100 MHz and 3 700 MHz antennas; 9 RRHs | 6'x11' pad | Tower Share Request; includes five equipment cabinets
| Salem | Witch Meadow Road | Sprint | SBA | monopole | 195 | 199 |  | replace 6 antennas w 3 x 850/1900 MHz and 3 x 2500 MHz ; add 12 RRU's
| Salem | Witch Meadow Road | T-Mobile | SBA | monopole | 175 | 197 |  | replace 3 antennas w 3x600/700 MHz antennas; replace 3 rru's
| Salem | Witch Meadow Road | AT&T | SBA | monopole | 185 | 197 |  | replace 6 antennas w 3 x 700/850/1900 MHz & 3 x 700/850/2100 Mhz antennas; replace 3 & add 6 rru's
| Salem | Maynard Hill Road | AT&T | Spigel | self-support lattice | 70 | 100 |  | add 6 Allgon 7250.02 panel antennas | pad | equipment cabinets on concrete pad
| Salem | Maynard Hill Road | Cingular (AT&T) | Spigel | self-support lattice | 70 | 100 |  | remove 3 existing antennas; replace with 6 new antennas, 6 TMAs, 6 diplexers | pad | UMTS upgrade
| Salem | Maynard Hill Road | AT&T | Spigel | self-support lattice | 70 | 100 |  | add 3 multi-band antennas to 6 GSM/UMTS antennas |  | 4G/LTE upgrade
| Salem | Maynard Hill Road | T-Mobile | Salem Telecom LLC | self-support lattice | 82 | 100 |  | install 3 1900/2100 MHz and 3 700 MHz antennas; install 9 RRHs | 10'x15' | Tower Share Request; includes five equipment cabinets
| Salem | Maynard Hill Road | T-Mobile | Salem Telecom LLC | self-support lattice | 82 | 100 |  | replace 3 antennas with 3 x 600/700 MHz antennas
| Salem | Maynard Hill Road | AT&T | Salem Telecom LLC | self-support lattice | 72 | 100 |  | replace 6 antennas w 3x700/1900 MHz & 3x700/850/2100/5G 850 MHz antennas; add 6 rru's | upgrade equipment
Docket No. 198 | Salem | West Road | Verizon | Crown Atlantic | monopole | 180 | 180 | 525 | 12 panel antennas | 12x30
| Salem | West Road |  | Cellco | monopole |  | 180 | 525 |  |  | Transfer of Certificate to Cellco
| Salem | West Road | Verizon | Cellco | monopole | 177.5 | 180 | 525 | replace 1 existing cellular antennas with 1 temporary microwave antenna
| Salem | West Road | Verizon | Cellco | monopole | 177 | 180 | 525 | replace 6 of 12 existing antennas with 6 PCS and 3 LTE antennas
| Salem | West Road | Verizon | American Tower | monopole | 177 | 180 | 525 | replace 9 ant w/ 3 1900 MHz, 3 700/1900 MHz, 3 2100 MHz; replace 3 RRHs, add 6 RRHs
Dockert No. 452 | Salisbury | Canaan Road | AT&T | Homeland Towers LLC | monopole | 146 | 150 | 893 | 12 panel antennas, 21 RRHs, 6 Surge Suppressors on T-Arm mount | shelter | tower designed as a faux tree (monopine) | diesel generator | 50 kW, 200 gallon fuel tank (48 h) | reserve space to share in the future
| Salisbury | Canaan Road | Homeland Towers | Insite Towers Development | monopole |  | 150 | 893 |  |  | Request to Transfer Certficate
Petition No. 1193 | Salisbury | Lime Rock Road | Verizon | Lime Rock Park LLC | monopole | 30 | 30 | 588.8 | 6 2100 MHz antennas | cabinet
Petition No. 1331 | Salisbury | Lime Rock Road (Site ) | Verizon | Verizon | rooftop | 25.25 | 21 |  | 2100 MHz small cell antenna, 1 RRH | attached to building | small cell on chalet building in Lime Rock Park to appear as vent stack
Petition No. 1331 | Salisbury | Lime Rock Road (Site ) | Verizon | Verizon | wood pole | 30 | 28 |  | 2100 MHz small cell antenna, 1 RRH | attached to pole | small cell on new wood pole in Lime Rock Park
Docket No. 306 | Salisbury | Library Street | Cingular | Wireless Edge | monopole | 153 | 150 | 667 | install 6 dual band Powerwave 7770 antennas | 12x20
| Salisbury | Library Street | Verizon | Wireless Edge | monopole | 134 | 150 | 667 | install 6 cellular, 3 LTE, and 3 PCS antennas | 12x30
| Salisbury | Library Street | Verizon | Global Tower Partners | monopole | 134 | 150 | 667 | replace 3 of 12 existing antennas with 3 new LTE antennas
| Salisbury | Library Street | AT&T | Global Tower Partners | monopole | 144 | 150 | 667 | add 3 multi-band antennas to 6 existing GSM/UMTS antennas |  | 4G/LTE upgrade
| Salisbury | Library Street | Verizon | Global Tower Partners | monopole |  | 150 | 667 |  |  | replace 500 gallon propane tank with 1,000 gallon tank for backup generator | propane generator
| Salisbury | Library Street | American Tower | American Tower | monopole |  | 150 | 667 |  |  | install 80 kW diesel generator for backup power | diesel generator
| Salisbury | Library Street | T-Mobile | American Tower | monopole | 123 | 150 | 667 | install 3 1900/2100 MHz, 3 700 MHz ant; install 9 RRHs | 10' x 20' | Tower Share
| Salisbury | Library Street | AT&T | American Tower | monopole | 144 | 150 | 667 | replace 6 antennas w 3x700/850/1900 MHz & 3x700/850/2100 MHz antennas; replace 3 rrus & install 6 new rrus
Petition No. 121 | Salisbury | Bunker Hill Road | Haystack Cablevision | Haystack Cablevision | self-support lattice |  |  | 1200 | 1-3 m earth station
| Salisbury | Bunker Hill Road | Haystack Cablevision | Haystack Cablevision | self-support lattice |  | 80 | 1200 |  |  | Info provided in letter of 12/20/84
| Salisbury | Bunker Hill Road | Haystack Cablevision | Haystack Cablevision | self-support lattice |  |  | 1200 | 1-3 m earth station
| Salisbury | Bunker Hill Road | TCI | TCI | self-support lattice |  |  | 1200 | 1-3.7 m earth station |  | 6'x4' expansion to existing 10'x10' bldg
| Salisbury | Bunker Hill Road | TCI | TCI | rooftop |  |  | 1200 | 1-1.2 meter receive only dish
| Scotland | Huntington Road | Cingular | SBA | self-support lattice | 238 | 240 |  | add up to 12 CSS DUO 1417-8686 panel antennas | 12x20
| Scotland | Huntington Road | Verizon | SBA | self-support lattice | 228 | 240 |  | install 12 panel antennas | 12x30
| Scotland | Huntington Road | Cingular | SBA | self-support lattice | 238 | 240 |  | remove 9 existing antennas, 6 TMAs, 6 diplexers; install 6 new antennas, 6 TMAs, 6 diplexers
| Scotland | Huntington Road | Verizon | SBA | self-support lattice | 228 | 240 |  | replace 6 of 12 existing antennas with 3 PCS and 3 LTE antennas
| Scotland | Huntington Road | AT&T | SBA | self-support lattice | 238 | 240 |  | add 3 LTE antennas to 6 existing GSM/UMTS antennas
| Scotland | Huntington Road | AT&T | SBA | self-support lattice | 238 | 240 |  | replace 6 antennas w 3 x700/850/1900/5G 850 Mhz & 3x700/2100 MHz antennas; replace 3 rrus & install 6 new rrus
| Seymour | Tomlinson Road | Destineer Corporation | Edward and Betty MacConnie |  | 110 | 110 |  | 1-receive-only 9' whip
| Seymour | Rimmon Street | Pocket (now MetroPCS) | Crown Castle | monopole | 138 | 148 |  | flush mount 3 antennas |  | Sprint on tower @ 148'
| Seymour | Rimmon Street | Sprint | Crown Castle | monopole | 150 | 148 |  | replace 6 CDMA antennas with 3 multi-band antennas |  | 4G/LTE upgrade
| Seymour | Rimmon Street | Sprint | Crown Castle | monopole | 150 | 148 |  | add 3 new LTE antennas to 3 existing ones
| Seymour | Progress Avenue | VoiceStream | Edward MacConnie | self-support lattice | 250 | 280 |  | 12-EMS dual-pol antennas | cabinet | Sprint on tower @ 170', town on @ 235'
| Seymour | Progress Avenue | AT&T | EMAC | self-support lattice | 160 | 280 |  | add Allgon 7250.03 panel antennas |  | equipment cabinets on concrete pad; tower needs reinforcement
| Seymour | Progress Avenue | T-Mobile (VoiceStream) | EMAC | self-support lattice | 250 | 280 |  | E911 upgrade
| Seymour | Progress Avenue | Cingular | EMAC | self-support lattice | 160 | 280 |  | remove 3 existing antennas, install 3 new ones |  | install 6 tower mount amplifiers
| Seymour | Progress Avenue | Pocket (now MetroPCS) | EMAC | self-support lattice | 150 | 280 |  | flush mount 3 antennas
| Seymour | Progress Avenue | Verizon | EMAC | self-support lattice | 140 | 280 |  | install 6 cellular, 3 PCS, and 3 LTE antennas | 12x30
| Seymour | Progress Avenue | AT&T | EMAC | self-support lattice | 160 | 280 |  | add 3 LTE antennas to 3 existing GSM/UMTS antennas
| Seymour | Progress Avenue | MetroPCS | EMAC | self-support lattice |  | 280 |  |  |  | replace radio cabinet for LTE upgrade
| Seymour | Progress Avenue | Sprint | EMAC | self-support lattice | 170 | 280 |  | replace 6 CDMA antennas with 3 dual-band antennas |  | 4G/LTE upgrade
| Seymour | Progress Avenue | Verizon | EMAC | self-support lattice | 140 | 280 |  | replace 1 of 12 existing antennas with 1 new cellular antenna
| Seymour | Progress Avenue | AT&T | EMAC | self-support lattice |  | 280 |  |  |  | install 50 kW diesel generator for backup power | diesel generator
| Seymour | Progress Avenue | Sprint | EMAC | self-support lattice | 170 | 280 |  | add 3 new CDMA/LTE antennas to 3 existing ones
| Seymour | Progress Avenue | T-Mobile | EMAC | self-support lattice | 247 | 280 |  | replace 3 GSM antennas with 3 LTE antennas
| Seymour | Progress Avenue | Verizon | EMAC | self-support lattice | 140 | 280 |  | replace 9 antennas w/ 3 850 MHz, 3 1900 MHz, 3 2100 MHz & 6 RRHs
| Seymour | Progress Avenue | AT&T | EMAC Communications LLC | self-support lattice | 160 | 280 |  | install 3 RRHs previously acknowledged but never installed
| Seymour | Progress Avenue | AT&T | EMAC Communications LLC | self-support lattice | 160 | 280 |  | replace 3 RRUs with 3 new RRUs and replace antenna mount frame
| Seymour | Progress Avenue | T-Mobile | EMAC Communications LLC | self-support lattice | 247 | 280 |  | replace 6 antennas w 3 x2100 & 3 x 700/600/1900/2100MHz antennas;add 6 rru's
| Seymour | Progress Avenue | AT&T | EMAC Communications LLC | self-support lattice | 160 | 280 |  | replace 3 antennas w 3 x 700/2100 Mhz antennas, add 9 rru's
| Seymour | Progress Avenue | T-Mobile | EMAC Communications LLC | self-support lattice | 247 | 280 |  | replace 6 antennas w 3 x 2500 Mhz & 3 x1900/2100 Mhz & install 3 x 600/700/1900 MHz antennas; 6 rru's
Docket No. 31 | Seymour | Great Hill Road | Valley Cable Vision | Valley Cable Vision | guyed-lattice |  | 250 | 621 | 1-8', 1-10' dishes, 6-4' and 2-10' parabolic antennas |  | Remove existing 200' tower and replace with 250'
| Sharon | Route | Nextel | SBA | monopole | 110 | 120 |  | add 12 panel antennas | 12x20 | tower designed as a faux tree (monopine); Sprint on at 120'
| Sharon | Route | Cingular | SBA | monopole | 98 | 120 |  | install 6 panel antennas | 12x20
Petition No. 978 | Sharon | Route | Verizon | SBA | monopole | 130 | 120 |  | install 12 panel antennas | 12x30 | extend 120' tower 10' higher to accommodate Verizon antennas
| Sharon | Route | Verizon | SBA | monopole | 130 | 130 |  | replace 6 LPA-185080/12CF antennas with 6 LPA-80080/6CR antennas | 12x30
| Sharon | Route | Verizon | SBA | monopole | 130 | 130 |  | replace 6 of 12 existing antennas with 3 new PCS and 3 new LTE antennas
| Sharon | Route | Sprint | SBA | monopole | 120 | 130 |  | replace 12 existing antennas with 2 dual band antennas |  | 4G/LTE upgrade
| Sharon | Route | AT&T | SBA | monopole | 100 | 130 |  | add 3 multi-band antennas to 6 existing GSM/UMTS antennas |  | 4G/LTE upgrade
| Sharon | Route | Verizon | SBA | monopole | 130 | 130 |  | replace 1 of 12 existing antennas with 1 new LTE antenna
| Sharon | Route | Sprint | SBA | monopole | 118 | 130 |  | install 2 850/2500 MHz antennas and 4 RRHs on platform
| Sharon | Route | AT&T | SBA | monopole | 100 | 130 |  | replace 6 antennas w 3x700/1900 MHz & 3x700/850/2100/5G 850 MHz antennas; replace 3 & add 6 rru's | upgrade equipment
| Sharon | Surdan Mountain Road | AT&T | Litchfield County Dispatch | self-support lattice | 163 | 195 |  | 3 GSM antennas (for PCS) |  | replacement of 3 existing antennas
| Sharon | Surdan Mountain Road | New Cingular | Litchfield County Dispatch | self-support lattice | 173 | 195 |  | install 6 Kathrein AP14/17 panel antennas | 12x20 | up to 12 amplifiers
| Sharon | Surdan Mountain Road | Verizon | Litchfield County Dispatch | self-support lattice | 163 | 195 |  | remove 9 existing Alltel (AT&T) antennas; replace with 6 cellular and 6 PCS antennas | 12x30
| Sharon | Surdan Mountain Road | Verizon | Litchfield County Dispatch | self-support lattice | 163 | 195 |  |  | 12x20 | approved for 12x30 equip shelter, modify plans to install 12x20 equip shelter
| Sharon | Surdan Mountain Road | CL&P | Litchfield County Dispatch | self-support lattice | var. | 195 |  | 1 dipole antenna @ 73' & 113 & 133''; 1 whip antenna @ 93' & 113'
| Sharon | Surdan Mountain Road | Verizon | Litchfield County Dispatch | self-support lattice | 163 | 195 |  | replace 6 of 12 existing antennas with 3 PCS and 3 LTE antennas
| Sharon | Surdan Mountain Road | AT&T | Litchfield County Dispatch | self-support lattice | 150 | 195 |  | add 3 multi-band antennas to 6 GSM/UMTS antennas |  | 4G/LTE upgrade
| Sharon | Surdan Mountain Road | T-Mobile | Litchfield County Dispatch | self-support lattice | 140 | 195 |  | install 3 700 MHz, 3 1900/2100 MHz antennas & 9 RRHs | 3 cabinets | tower share
| Sharon | Surdan Mountain Road | T-Mobile | Litchfield County Dispatch | self-support lattice | 140 | 195 |  | replace 3 antennas with three 600/700 MHz antennas
| Sharon | Surdan Mountain Road | AT&T | Litchfield County Dispatch | self-support lattice | 150 | 195 |  | replace 6 antennas w3 x 700/2100 MHz & 3 x 700/850/1900/5G 850 MHz antennas; replace 3 rrus and install 6 rrus | upgrade g.l equipment
Docket No. 185 | Sharon | Herb Road | AT&T | AT&T | monopole | 110 | 110 | 1084 | 9-48"x12"x12" panels | 12x20 | tower designed as a faux tree (monopine)
| Sharon | Herb Road | Nextel | AT&T | monopole | 117 | 110 | 1084 | 3-14' whips | 10x20
| Sharon | Herb Road | SCLP | AT&T | monopole | 100 | 110 | 1084 | 4-11.75' whips | 12x26
| Sharon | Herb Road | SCLP | AT&T | monopole | 100 | 110 |  | increase to 12-52"x6.3"x9" panel antennas
| Sharon | Herb Road | AT&T Wireless | AT&T | monopole | 110 | 110 |  | increase to 12 panel antennas | 13'Wx112'Lx16'H
| Sharon | Herb Road | CT State Police | AT&T | monopole | 90 | 110 |  | 1-Whip antenna |  | 70-kW emergency generator w/in equip. bldg. | generator
| Sharon | Herb Road | AT&T | AT&T | monopole | 110 | 110 |  | 3 GSM antennas (for PCS) |  | replacement of 3 existing antennas
| Sharon | Herb Road | AT&T | AT&T | monopole |  | 110 | 1084 | add GPS antenna for E911
| Sharon | Herb Road | ALLTEL | AllTel | monopole |  | 110 |  |  |  | transfer of certificate
| Sharon | Herb Road | New Cingular | AllTel | monopole | 92 | 110 |  | install 6 panel antennas | 12x26
| Sharon | Herb Road |  | Verizon | monopole |  | 110 |  |  |  | transfer of certificate from Alltel to Verizon
| Sharon | Herb Road | Verizon | Verizon | monopole | 106 | 110 |  | replace 6 of 12 existing antennas with 3 PCS and 3 LTE antennas
| Sharon | Herb Road | AT&T | Verizon | monopole | 92 | 110 |  | add 3 multi-band antennas to 6 existing GSM/UMTS antennas |  | 4G/LTE upgrade
| Sharon | Herb Road | T-Mobile | American Tower | monopole | 84 | 110 |  | install 3 1900/2100 MHz antennas and 3 700 MHz antenns on T-arms, 9 RRUs and 2 cables |  | 10x12 lease area and 4 equipment cabinets
| Sharon | Herb Road | T-Mobile | American Tower | monopole | 84 | 110 |  | replace 3 antennas w 3x600/700 MHz antennas; replace 3 rru's
| Sharon | Herb Road | AT&T | Verizon | monopole | 92 | 110 |  | replace 6 antennas w 3x700/850/1900 MHz & 3 x 700/850/2100 MHz; replace 3 rrus & install 6 new rrus | upgrade equipment
| Shelton | Oxford Drive | DPS | AT&T | self-support lattice | 200 | 200 |  | lat:41-16-46; long:73-11-08 | 18x32 | add 3 solid dishes and 6 whips
| Shelton | Oxford Drive | Pagenet | AT&T | self-support lattice | 169 | 200 |  | 3-8' whips, 1 gps at 25' |  | Hi-Ho Tower
| Shelton | Oxford Drive | Metricom | American Tower Management, Inc | self-support lattice | 140 | 200 |  | 16-dual band panel ant.; 8-WCS antennas
| Shelton | Oxford Drive | AT&T | American Tower Management, Inc | self-support lattice | 144 | 200 |  | add 6 Allgon 7250.03 panel antennas |  | up to 4 equipment cabinets on concrete pad
| Shelton | Oxford Drive | Nextel | American Tower Management, Inc | self-support lattice | 166 | 200 |  | replace existing omni antennas with 12 panel antennas
| Shelton | Oxford Drive | Cingular | American Tower Management, Inc | self-support lattice | 144 | 200 |  | remove 3 existing antennas, install 3 new ones |  | install 6 tower mount amplifiers
| Shelton | Oxford Drive | Sprint/Nextel | American Tower Management, Inc | self-support lattice | 166 | 200 |  | replace 3 iDEN antennas with 3 WiMAX antennas; install 1 microwave dish
| Shelton | Oxford Drive | Cingular | American Tower Management, Inc | self-support lattice | n/a | 200 |  | n/a |  | extend equipment pad
| Shelton | Oxford Drive | Clearwire | American Tower Management, Inc | self-support lattice | 162 | 200 |  | install 3 panel antennas, 3 TMAs, 2 microwave dishes
| Shelton | Oxford Drive | AT&T | American Tower Management, Inc | self-support lattice | 144 | 200 |  | add 3 antennas and 6 RRHs to 3 existing antennas and 6 TMAs
| Shelton | Oxford Drive | Sprint | American Tower | self-support lattice | 155 | 200 |  | replace 6 CDMA antennas with 3 dual-band antennas |  | 4G/LTE upgrade
| Shelton | Oxford Drive | American Tower | American Tower | self-support lattice | n/a | 200 |  | n/a |  | American Tower to install diesel generator for back up power capability | diesel generator |  | shared
| Shelton | Oxford Drive | Light Squared | American Tower | self-support lattice | 90 | 200 |  | 1 whip antenna |  | equipment inside existing ATC equipment shelter
| Shelton | Oxford Drive | Light Squared | American Towers Inc. | self-support lattice | 90 | 200 |  | install 3 previously acknowledged RRHs
| Shelton | Oxford Drive | AT&T | American Tower Corporation | self-support lattice | 144 | 200 |  | replace 3 ant. w/ 3 700/1900 MHz ant; replace 3 RRHs
| Shelton | Oxford Drive | AT&T | American Tower | self-support lattice | 144 | 200 |  | install 3 2100/2300 MHz antennas; add 6 RRHs
| Shelton | Oxford Drive | Sprint | American Tower | self-support lattice | 155 | 200 |  | replace 3 antennas w 3 x 2500MHz & install 3x 850/1900MHz antennas; add 3 rru's
| Shelton | Oxford Drive | AT&T | American Tower | self-support lattice | 144 | 200 |  | install 1 x 2100 MHz WCS quad filter
| Shelton | Oxford Drive | Sigfox | American Tower | self-support lattice | 135 | 200 |  | install 1 x 900 MHz omni antenna on a side arm; install 1 x MW dish on ice bridge
| Shelton | Birdseye Road | AT&T | Nextel | monopole | 108 | 120 |  | add 6 Allgon 7250.02 panel antennas | pad | Nextel on tower @ 120'
| Shelton | Birdseye Road | Nextel | Nextel | monopole |  | 120 |  |  |  | install 35 kW diesel generator for back up power | diesel generator
| Shelton | Birdseye Road | Sprint/Nextel | Nextel | monopole | 121 | 120 |  | replace three existing antennas with three new ones
| Shelton | Birdseye Road | Verizon | Nextel | monopole | 98 | 120 |  | install 12 panel antennas | 12x30
| Shelton | Birdseye Road | Cingular | Nextel | monopole | 108 | 120 |  | remove 3 existing antennas, install 3 new ones |  | install 6 tower mount amplifiers; install new equipment cabinet on new pad
| Shelton | Birdseye Road | Cingular | Nextel | monopole |  | 120 |  |  |  | extend equipment pad
| Shelton | Birdseye Road | AT&T | Nextel | monopole | 108 | 120 |  | add 3 antennas and 6 RRHs to 6 existing antennas and 6 TMAs
| Shelton | Birdseye Road | Verizon | Nextel | monopole | 91 | 120 |  | replace 12 existing antennas with 6 cellular, 3 PCS, and 3 LTE antennas
| Shelton | Birdseye Road | Sprint | SBA | monopole | 120 | 120 |  | replace 6 CDMA antennas with 3 dual-band antennas |  | 4G/LTE upgrade
| Shelton | Birdseye Road | Verizon | SBA | monopole | 98 | 120 |  | replace 6 of 12 existing antennas with 3 850 MHZ and 3 AWS antennas
| Shelton | Birdseye Road | Verizon | SBA | monopole | 98 | 120 |  | replace 6 ant w/ 3 850 and 3 2100 MHz antennas; add 3 RRHs
| Shelton | Birdseye Road | Verizon | SBA | monopole | 99 | 120 |  | replace 6 ant w/ 3 700 MHz, 3 2100 MHz; replace 3 RRHs, add 3 RRHs
| Shelton | Birdseye Road | AT&T | SBA | monopole | 108 | 120 |  | replace 3 ant w/ new; replace 3 RRHs w/ new
Petitin No. 412 | Shelton | Daybreak Lane | SCLP | CL&P | utility pole | 89 | 72 |  | 12-panels | 12x26 | CL&P Structure # 1340
| Shelton | Daybreak Lane | Cingular | CL&P | utility pole | 89 | 72 |  | upgrade for GSM service
| Shelton | Daybreak Lane | Cingular | CL&P | utility pole | 102 | 72 |  | remove 9 existing antennas; replace with 6 dual band antennas | 12x26
| Shelton | Daybreak Lane | AT&T | CL&P | utility pole | 98 | 72 |  | add 3 antennas and 3 RRHs to 6 existing antennas and 12 TMAs
| Shelton | Daybreak Lane | AT&T | CL&P | utility pole |  | 72 |  |  |  | install 50 kW diesel generator for backup power | diesel generator
| Shelton | Daybreak Lane | AT&T | Eversource | utility pole | 98 | 81 |  | replace 3 ant. w/ 3 850/2300 MHz ant.; install 6 RRHs
| Shelton | Daybreak Lane | AT&T | Eversource | utility pole | 98 | 81 |  | replace 3 antennas/3 TMAs with 3 new antennas/ 6 TMAs;
Docket No. 45 | Shelton | Nells Rock Road | SNET Cellular | SNET Cellular | self-support lattice | 162 | 162 | 460 | (4-6)- 12' whips | 20x24 | alternate
| Shelton | Nells Rock Road | SCLP | SNET/SCLP | self-support lattice | [5 empty] | Transfer of Certificate from SNET to Springwich Cellular Limited Partnership
| Shelton | Nells Rock Road | SCLP | SNET/SCLP | self-support lattice | 176 | 162 | 460 | add 10' paging antenna |  | tower platform 162' agl microwave horns 176' agl
| Shelton | Nells Rock Road | SNET/SCLP | SNET/SCLP | self-support lattice | 162 | 162 | 460
| Shelton | Nells Rock Road | Sprint | SNET/SCLP | self-support lattice | 155 | 162 | 460 | 9-Allgon 7184.05 panels |  | 51"x5.5"x2.6"
| Shelton | Nells Rock Road | OMNI | SNET/SCLP | self-support lattice | 140 | 162 | 460 | 6 panel antennas
| Shelton | Nells Rock Road | Arrow Bus Lines | SNET/SCLP | self-support lattice | 170 | 162 | 460 | 2 Sinclair SRL 2350VHF ant
| Shelton | Nells Rock Road | Metricom | SNET/SCLP | self-support lattice | 170 | 162 | 460 | 16 Transmit Hirshmann antennae |  | equipment housed in existing building
| Shelton | Nells Rock Road | Cingular | SNET/SCLP | self-support lattice | 162 | 162 | 460 | upgrade for GSM service
| Shelton | Nells Rock Road | T-Mobile (VoiceStream) | SNET/SCLP | self-support lattice | 140 | 162 | 460 | E911 upgrade
| Shelton | Nells Rock Road | AT&T | SNET/SCLP | self-support lattice | 130 | 162 | 460 | add 6 Allgon 7250.03 panel antennas |  | up to four equipment cabinets on concrete pad
| Shelton | Nells Rock Road | T-Mobile (VoiceStream) | SNET/SCLP | self-support lattice | 140 | 162 | 460 | replace 6 existing with 12 EMS RR90-17-02DP antennas
| Shelton | Nells Rock Road | New Cingular | RCC Consultants | self-support lattice | 162 | 162 | 460 | remove 9 existing antennas; replace with 6 dual band antennas
| Shelton | Nells Rock Road | Verizon | RCC Consultants | self-support lattice | 122 | 162 | 460 | install 6 cellular, 6 PCS, and 3 LTE antennas
| Shelton | Nells Rock Road | T-Mobile | RCC Consultants | self-support lattice | 135 | 162 | 460 | replace 6 existing antennas with 6 new ones |  | UMTS upgrade
| Shelton | Nells Rock Road | Clearwire | RCC Consultants | self-support lattice | 114 | 162 | 460 | install 3 WiMAX antennas @ 114' and 4 microwave dishes @ 119'
| Shelton | Nells Rock Road | AT&T | RCC Consultants | self-support lattice | 162 | 162 | 460 | add 3 LTE antennas to 6 existing antennas
| Shelton | Nells Rock Road | Sprint | AT&T | self-support lattice | 149 | 162 | 460 | replace 6 CDMA antennas with 3 dual-band antennas |  | 4G/LTE upgrade
| Shelton | Nells Rock Road | Verizon | AT&T | self-support lattice | 125 | 162 | 460 | replace 6 of 15 antennas with 3 PCS and 3 AWS antennas
| Shelton | Nells Rock Road | AT&T | AT&T | self-support lattice | 162 | 162 | 460 | install 3 RRHs previously approved but never installed
| Shelton | Nells Rock Road | T-Mobile | AT&T | self-support lattice | 135 | 162 | 460 | replace 6 ant w/ 3 1900/2100 MHz, 3 700/2100 MHz ant; add 6 RRUs
| Shelton | Nells Rock Road | AT&T | AT&T | self-support lattice | 162 | 162 | 460 | replace 6 ant w/ 3 700/1900 MHz ant, 3 850/1900 MHz ant; replace 3 RRHs, add 3 RRHs
| Shelton | Nells Rock Road | Verizon | AT&T | self-support lattice | 125 | 162 | 460 | replace 6 antennas w/ 3 700/1900 MHz and 3 2100 MHz antennas; add 6 RRHs
| Shelton | Nells Rock Road | AT&T | AT&T | self-support lattice | 162 | 162 | 460 | install 3 700/2100 MHz antennas; add 6 RRHs
| Shelton | Nells Rock Road | Sprint | AT&T | self-support lattice | 149 | 162 | 460 | install 3x 2500MHz antennas ; add 3 RRU's
| Shelton | Nells Rock Road | T-Mobile | AT&T | self-support lattice | 135 | 162 | 460 | replace 6 antennas w 3 x1900/2100 MHz antennas & 3 x 600/700/2100 MHz antennas
Petition No. 608 | Shelton | Oliver Terrace | AT&T | AT&T | monopole | 95 | 100 | 312 | six Allgon 7250.03 panel antennas | pad
| Shelton | Oliver Terrace | Sprint | AT&T | monopole | 74.5 | 100 | 312 | add 9 RV65-18-XXDPL2 panel antennas | pad
Petition No. 722 | Shelton | Oliver Terrace | Verizon | AT&T | monopole | 140 | 140 | 312 | 12 panel antennas | 12x30 | add 40 to height of tower; AT&T to move antennas from 95' to 130'
| Shelton | Oliver Terrace | Cingular | AT&T | monopole | 95 | 140 | 312 | remove 3 existing antennas, install 3 new ones |  | install 6 tower mount amplifiers and 6 diplexers
| Shelton | Oliver Terrace | Cingular | AT&T | monopole |  | 140 | 312 |  |  | extend equipment pad
Petition No. 883 | Shelton | Oliver Terrace | T-Mobile | AT&T | monopole | 120 | 140 | 312 | install 9 antennas and 6 TMAs | pad | Petition submitted to expand base compound by 200 sq. ft. (10x20 area)
Petition No. 929 | Shelton | Oliver Terrace | MetroPCS | AT&T | monopole | 110 | 140 | 312 | install 6 antennas | pad | Petition submitted to expand base compound by 200 sq. ft. (10x20 area)
| Shelton | Oliver Terrace | Clearwire | AT&T | monopole | 75 | 140 | 312 | install 3 panel antennas @ 75' and 2 microwave dishes @ 77' | pad
| Shelton | Oliver Terrace | AT&T | AT&T | monopole | 95 | 140 | 312 | add 3 antennas and 6 RRHs to 3 existing antennas and 6 TMAs
| Shelton | Oliver Terrace | Verizon | AT&T | monopole | 140 | 140 | 312 | replace 12 existing antennas with 6 cellular, 3 PCS, and 3 LTE antennas
| Shelton | Oliver Terrace | Sprint | AT&T | monopole | 75 | 140 | 312 | replace 6 existing CDMA antennas with 3 dual-band antennas |  | 4G/LTE upgrade
| Shelton | Oliver Terrace | Verizon | AT&T | monopole | 140 | 140 | 312 | replace 7 of 12 existing antennas with 3 cellular, 2 AWS, and 1 LTE antenna
| Shelton | Oliver Terrace | T-Mobile | Crown Castle | monopole | 120 | 140 | 312 | replace 3 ant. w/ LTE antennas |  | RRUs on unistrut at ground and cabinet improvements
| Shelton | Oliver Terrace | T-Mobile | Crown Castle | monopole | 120 | 140 | 312 | install 3 700 MHz antennas
| Shelton | Oliver Terrace | Verizon | Crown Castle | monopole | 140 | 140 | 312 | replace 9 antennas with 3 700, 3 1900, and 3 2100 MHz antennas
| Shelton | Oliver Terrace | AT&T | Crown Castle | monopole | 95 | 140 | 312 | replace 3 antennas with 3 700/1900 MHz antennas
| Shelton | Oliver Terrace | AT&T | Crown Castle | monopole | 95 | 140 | 312 | replace 3 RRHs w/ new RRHs |  | install two cables
| Shelton | Oliver Terrace | AT&T | Crown Castle | monopole | 129 | 140 | 312 | install 3 850 MHz and 3 700/1900 MHz antennas; add 6 RRHs |  | remove equipment from 95 ft. and install new equipment at 129 ft.
| Shelton | Oliver Terrace | T-Mobile | Crown Castle | monopole | 120 | 140 | 312 | replace 6 antennas w 3x 600/700MHz & 3x1900/2100Mhz antennas; add 3 rru's
| Shelton | Oliver Terrace | Sprint | Crown Castle | monopole | 75 | 140 | 312 | install 3 x 850/2500 MHz antennas ; add 6 x rru's | add 6 rr's
| Shelton | Oliver Terrace | AT&T | Crown Castle | monopole | 129 | 140 | 312 | install 3 x 700/850/2300 MHz antennas; add 3 rrus
| Shelton | River Road | AT&T | VoiceStream | monopole | 93.5 & 85.5 | 120 |  | add 3 PCSX065-18-02 antennas at @ height |  | tower designed as a flagpole with antennas mounted internally; up to 4 equipment cabinets on concrete pad
| Shelton | River Road | Verizon | VoiceStream | monopole | 99 | 120 |  | 3 flush mounted panel antennas |  | equipment cabinets on concrete pad
| Shelton | River Road | Cingular | VoiceStream | monopole | 98 | 120 |  | replace 3 existing antennas with 3 new ones |  | install additional equipment cabinet
| Shelton | River Road | T-Mobile | VoiceStream | monopole | 108, 118 | 120 |  | replace 3 existing antennas @ 118'; install 3 new antennas @ 108' |  | UMTS upgrade
| Shelton | River Road | Clearwire | VoiceStream | monopole | 105 | 120 |  | install 3 WiMAX antennas and 3 dragonwave dishes
| Shelton | River Road | AT&T | VoiceStream | monopole | 98 | 120 |  | replace all 3 existing antennas and install 6 diplexers
| Shelton | River Road | AT&T | VoiceStream | monopole | 99 | 120 |  | replace 3 antennas w 3 x 700/850/1900/2300 MHz antennas;
Petition No. 1163 | Shelton | - Howe Avenue | Verizon | Verizon | rooftop | 38.4 | 39.9 |  | 1 small cell antenna, 1 RRH | 4'x18' | small cell in faux chimney on roof of commercial building
Petition No. 934 | Shelton | Howe Avenue | Yankee Gas | Yankee Gas | wood pole | 63 | 60 |  | install one whip at top of tower
Docket No. 382 | Shelton | Lane Street | Verizon | Verizon | monopole | 120 | 120 | 306 | install up to 15 antennas | 12x30 | tower designed as a faux tree (monopine) top fo branches 127 feet
| Shelton | Lane Street | Verizon | Verizon | monopole | 120 | 120 | 306 | replace 6 of 12 existing antennas with 3 PCS and 3 AWS antennas
| Shelton | Lane Street | Verizon | Verizon | monopole | 120 | 120 | 306 | replace 6 ant w/ 3 700/1900 MHz and 3 2100 MHz ant; add 6 RRHs
| Shelton | Lane Street | Verizon | Verizon | monopole | 120 | 120 | 306 | replace 9 antennas w 6x700/850/1900/2100 MHz & 3 x 3550 MHz antennas; replace 6 RRUs & install 3 RRUs
Petition No. 504 | Shelton | Mohegan Road | UI | UI | monopole | 79 | 79 |  | 2 Cell Master Unit | cabinet | replace 40' wood utility pole with 79' wood utility pole
| Shelton | Old Kings Highway | BAM | TCI | guyed-lattice | 182 | 195 | 400 | 2-11' whips | 15.5'x21' | Replace guy wires
| Shelton | Old Kings Highway | Nextel | TCI | guyed-lattice | 165 | 195 |  | 3 omni | 10x20
Petition No. 496 | Shelton | Wesley Heights Road | UI | UI | wood pole | 79 | 79 | 413 | 2 Cell Master Unit
| Simsbury | Mountain Road | Sprint | CL&P/NU | self-support lattice | 80 | 100 | 470 | 9-panels | 11x8 | 9-Decibel DB980H90(E)
| Simsbury | Mountain Road | Pocket (now MetroPCS) | CL&P/NU | self-support lattice | 85 | 100 | 470 | flush mount 3 antennas
Petition No. 1038 | Simsbury | Mountain Road | MetroPCS | CL&P/NU | self-support lattice | 87 | 100 | 470 | install 6 panel antennas | pad | petition is to establish separate equipment compound for MetroPCS; MetroPCS antennas installed in place of Pocket
| Simsbury | Mountain Road | Sprint | CL&P/NU | self-support lattice | 75 | 100 | 470 | replace 6 existing CDMA antennas with 3 dual-band antennas |  | 4G/LTE upgrade
| Simsbury | Mountain Road | Sprint | CL&P/NU | self-support lattice | 75 | 100 | 470 | replace 3 antennas w 3 x 800/1900 MHz antennas, install 3x2500 MHz antennas; add 3 rrus
Docket No. 203 | Simsbury | Grist Mill Road | Cingular | New England Site Mngmt | monopole | 150 | 150 | 278 |  | 12x30
Docket No. 203 | Simsbury | Grist Mill Road | AT&T | New England Site Mngmt | monopole | 120 | 150 | 278 |  | pad
Docket No. 203 | Simsbury | Grist Mill Road | New England Site Mngmt | New England Site Mngmt | monopole | 100 | 150 | 278 |  | pad
Docket No. 203 | Simsbury | Grist Mill Road | Nextel | New England Site Mngmt | monopole | 130 | 150 | 278 |  | 12x24
Docket No. 203 | Simsbury | Grist Mill Road | Town of Simsbury | New England Site Mngmt | monopole | 90 | 150 | 278 |  | pad
Docket No. 203 | Simsbury | Grist Mill Road | Verizon | New England Site Mngmt | monopole | 140 | 150 | 278 |  | 12x30
Docket No. 203 | Simsbury | Grist Mill Road | Voicestream | New England Site Mngmt | monopole | 110 | 150 | 278 |  | pad
Petition No. 559 | Simsbury | Grist Mill Road |  | New England Site Mngmt | monopole |  | 150 | 278 |  |  | Per do203 decision for 130-foot tower could be extended up to 20 feet - reviewed concurrently in d&m plan for do203
| Simsbury | Grist Mill Road | Verizon | New England Site Mngmt | monopole | 140 | 150 | 278 | replace 6 existing cellular antennas with 6 new PCS antennas
| Simsbury | Grist Mill Road | Sprint | Mariner Tower | monopole | 120 | 150 | 278 | install 12 PCS panel antennas | pad | CSC notified of ownership change by letter dated 8/10/06
| Simsbury | Grist Mill Road | AT&T | Mariner Tower | monopole | 120 | 150 | 278 | remove existing AT&T antennas
| Simsbury | Grist Mill Road | AT&T | Mariner Tower | monopole | 120 | 150 | 278 | remove existing AT&T antennas
| Simsbury | Grist Mill Road | Pocket (now MetroPCS) | Mariner Tower | monopole | 133 | 150 | 278 | flush mount 3 antennas
| Simsbury | Grist Mill Road | Verizon | Mariner Tower | monopole | 141 | 150 | 278 | replace 12 existing antennas with 6 cellular, 3 PCS, and 3 LTE antennas
| Simsbury | Grist Mill Road | AT&T | Mariner Tower | monopole | 150 | 150 | 278 | replace 6 of 9 GSM/UMTS antennas with 6 new multi-band antennas |  | 4G/LTE upgrade
| Simsbury | Grist Mill Road | Sprint | SBA | monopole | 123 | 150 | 278 | replace 6 CDMA antennas with 3 dual-band antennas |  | 4G/LTE upgrade
| Simsbury | Grist Mill Road | Verizon | SBA | monopole | 141 | 150 | 278 | replace 3 of 12 antennas with 3 new LTE antennas
| Simsbury | Grist Mill Road | AT&T | SBA | monopole |  | 150 | 278 |  |  | install 50 kW diesel generator for backup power | diesel generator
| Simsbury | Grist Mill Road | Verizon | SBA | monopole | 140 | 150 | 278 | replace 6 of 12 existing antennas with 3 AWS and 3 cellular antennas
| Simsbury | Grist Mill Road | Sprint | SBA | monopole | 123 | 150 | 278 | add 3 new dual band antennas to 3 existing antennas
| Simsbury | Grist Mill Road | T-Mobile | SBA | monopole | 131 | 150 | 278 | replace 3 flush-mounted MetroPCS 3G antennas with 3 flush-mounted 4G antennas
| Simsbury | Grist Mill Road | AT&T | SBA | monopole | 151 | 150 | 278 | install 3 previously approved RRHs
| Simsbury | Grist Mill Road | T-Mobile | SBA | monopole | 131 | 150 | 278 | install 3 700 MHz antennas
| Simsbury | Grist Mill Road | Verizon | SBA | monopole | 141 | 150 | 278 | replace 6 antennas with 3 700/2100 and 3 1900 MHz antennas
| Simsbury | Grist Mill Road | AT&T | SBA | monopole | top | 150 | 278 | replace 3 antennas with 3 850/1900/2300 MHz antennas
| Simsbury | Grist Mill Road | AT&T | SBA | monopole | top | 150 | 278 | replace 3 remote radio heads with 3 new remote radio
| Simsbury | Grist Mill Road | Sprint | SBA | monopole | 123 | 150 | 278 | install 3 2500 MHz antennas and 3 RRHs
| Simsbury | Grist Mill Road | AT&T | New England Site Mngmt | monopole | 150 | 150 | 278 | replace 3 antennas w 3 x 700/2100 MHz antennas ; add 3 rru's
| Simsbury | Firetown Road | T-Mobile | Simsbury FD | monopole | 77 | 80 |  | install 3 antennas | pad
| Simsbury | Firetown Road | Verizon | Simsbury FD | monopole | 67 | 80 |  | install 12 panel antennas | 12x30 |  | natural gas generator | unlimited
| Simsbury | Firetown Road | T-Mobile | Simsbury FD | monopole | 77 | 80 |  | 3 panel antennas & 3 TMAs on a new low profile mount |  | flush mount changed to low profile mount
| Simsbury | Bushy Hill Road | T-Mobile (VoiceStream) | Simsbury FD | monopole | 77 | 80 |  | 3 flush mounted panel antennas | pad
| Simsbury | Bushy Hill Road | Pocket (now MetroPCS) | Simsbury FD | monopole | 70 | 80 |  | 3 flush mounted panel antennas
Petition No. 1077 | Simsbury | Bushy Hill Road | Verizon | Simsbury FD | monopole | 100 | 106 |  | install 12 antennas on low profile platform |  | Petition raises tower by 26' | propane generator
| Simsbury | Bushy Hill Road | AT&T | Simsbury FD | monopole | 90 | 106 |  | install 12 antennas on low profile platform |  |  | natural gas generator
| Simsbury | Bushy Hill Road | Verizon | Simsbury FD | monopole | 100 | 106 |  | replace 12 ant w/ 3 700 MHz, 3 850 MHz, 3 1900 MHz, 3 2100 MHz; add 9 RRHs
| Simsbury | Bushy Hill Road | Verizon | Simsbury FD | monopole | 100 | 106 |  | replace 12 antennas w/ 3 700 MHz, 3 850 MHz, 3 1900 MHz and 3 2100 MHz antennas; add 9 RRHs
Petition No. 1373 | Simsbury | Bushy Hill Road | AT&T | Simsbury FD | monopole | 110 | 117 |  | install 9 panel antennas & 15 RRU's | install 9.7' high shelter | install V-boom antenna mount | diesel generator | 20-kilowatt | no
Docket No. 279 | Simsbury | Bushy Hill Road | Sprint | Sprint | monopole | 118 | 120 | 275 | three panel antennas | pad | tower designed as a flagpole with antennas mounted internally
Docket No. 279 | Simsbury | Bushy Hill Road | AT&T | Sprint | monopole | 108 | 120 | 275 | three panel antennas | pad | AT&T antennas not on; replaced by Cingular below
| Simsbury | Bushy Hill Road | Cingular | Sprint | monopole | 103 | 120 | 275 | three panel antennas | 12x20
| Simsbury | Bushy Hill Road | AT&T | Sprint | monopole | 103 | 120 | 275 | replace 3 GSM antennas with 3 GSM/UMTS antennas
| Simsbury | Bushy Hill Road | Sprint | Sprint | monopole |  | 120 | 275 |  |  | install 3 new RRHs on ground level
| Simsbury | Bushy Hill Road | Sprint | Sprint | monopole |  | 120 | 275 |  |  | install 3 new RRHs on ground level
| Simsbury | Bushy Hill Road | AT&T | Sprint | monopole |  | 120 | 275 | replace 3 GSM/UMTS antennas with 3 multi-band antennas |  | 4G/LTE upgrade
| Simsbury | Bushy Hill Road | AT&T | E and A/I and G Simsbury Commons LP | monopole | 96 | 120 | 275 | install 3 LTE/GSM/UMTS at an additional level; install 6 TMAs
| Simsbury | Bushy Hill Road | Sprint | E and A/I and G Simsbury Commons LP | monopole | 115 | 120 | 275 | replace 3 antennas w/ 3 850/1900/2500 MHz antennas |  | add 3 RRHs at ground level
| Simsbury | Bushy Hill Road | Sprint | E and A/I and G Simsbury Commons LP | monopole | 115 | 120 | 275 | replace 3 antennas w 3x 850/1900/2100MHz antennas ; add 6 rru's |  | replace concealment shroud at the top of the tower
| Simsbury | Bushy Hill Road | AT&T | E and A/I and G Simsbury Commons LP | monopole | 94 | 120 | 275 | replace 3 antennas w 3 x 700/850/1900/2100 MHz antennas; | relocate 3 rrus; replace 6 rrus & upgrade g.l equipment | replace existing concealment canister with new wider canister
| Simsbury | Hopmeadow Road | AT&T | Simsbury Fire Dept | self-support lattice | 118 | 140 |  | add 3 Allgon 7250.03 panel antennas |  | up to 4 equipment cabinets on concrete pad
| Simsbury | Hopmeadow Road | Cingular | Simsbury Fire Dept | self-support lattice | 120 | 140 |  | replace 3 existing antennas with 3 new ones for UMTS installation |  | install one new cabinet for UMTS
| Simsbury | Hopmeadow Road | AT&T | Simsbury Fire Dept | self-support lattice | 119 | 140 |  | add 3 LTE antennas to 3 existing GSM/UMTS antennas
| Simsbury | Hopmeadow Road | AT&T | Simsbury Fire Dept | self-support lattice | 119 | 140 |  | replace 3 ant w/ 3 700/1900 MHz ant; add 3 RRHs
Docket No. 58 | Somers | Pioneer Heights Road | BAM | BAM | self-support lattice | 160 | 160 | 400 | 2-11' whips, 3-8' reflect. ant | 15x21 | Farnham tract
| Somers | Pioneer Heights Road | BAM | BAM | self-support lattice | 86 | 160 | 400 | 2 dishes Andrews UHX8-59HRF |  | 1 dish at 86, 1 dish at 96
| Somers | Pioneer Heights Road | BAM/SCLP | BAM | self-support lattice | 140 | 160 | 100 | 12 panels, ALP 11011-N | 12x16
| Somers | Pioneer Heights Road | BAM | BAM | self-support lattice | 155 | 160 | 400 | 12-AIP-9212 |  | Replace Antennas
| Somers | Pioneer Heights Road | BAM | [7 empty] | Transfer of Certificate from BAM to Crown Atlantic Company, LLC
| Somers | Pioneer Heights Road | Nextel | BAM | self-support lattice | 153 | 160 | 100 | 9-panels | 10x20
| Somers | Pioneer Heights Road | Sprint | Crown | self-support lattice | 125 | 160 | 400 | 9-DB980H90 panels, 1-GPS
| Somers | Pioneer Heights Road | SNET/Cingular | Crown Atlantic | self-support lattice | 135 | 160 | 100 | replace existing with 9 DUO4-8670 antennas, 6 tower mount amplifiers, 3 diplexers, 1 LMU @ 25'
| Somers | Pioneer Heights Road | Verizon | Crown Atlantic | self-support lattice | 155 | 160 | 100 | replace 6 existing cellular antennas with 6 PCS antennas
| Somers | Pioneer Heights Road | Cingular | Crown Atlantic | self-support lattice | 134 | 160 | 100 | replace 3 antennas |  | install 3 diplexers
| Somers | Pioneer Heights Road | Verizon | Crown Atlantic | self-support lattice | 157 | 160 | 100 | replace 6 existing cellular and 6 existing PCS antennas with 6 new PCS and 6 new cellular antennas
| Somers | Pioneer Heights Road | Pocket (now MetroPCS) | Crown Atlantic | self-support lattice | 115 | 160 | 100 | flush mount 3 antennas
| Somers | Pioneer Heights Road | Verizon | Crown Atlantic | self-support lattice | 157 | 160 | 100 | remove 4 of 12 existing antennas; install 4 new cellular and 3 new LTE antennas
| Somers | Pioneer Heights Road | Verizon | Crown Atlantic | self-support lattice |  | 160 | 100 |  |  | replace 500 gallon propane tank with 1,000 gallon tank | propane generator
| Somers | Pioneer Heights Road | AT&T | Crown Castle | self-support lattice | 137 | 160 | 100 | replace 6 existing GSM antennas with 3 new GSM and 3 new LTE antennas; 3 existing UMTS antennas remain
| Somers | Pioneer Heights Road | Sprint | Crown Castle | self-support lattice | 126 | 160 | 100 | replace 6 CDMA antennas with 3 dual-band antennas |  | 4G/LTE upgrade
| Somers | Pioneer Heights Road | Sprint | Crown Castle | self-support lattice | 126 | 160 | 100 | install 3 new LTE antennas
| Somers | Pioneer Heights Road | MetroPCS | Crown Castle | self-support lattice | 113 | 160 | 100 | replace 3 CDMA antennas with 6 LTE antennas |  | 4G/LTE upgrade
| Somers | Pioneer Heights Road | Verizon | Crown Castle | self-support lattice | 158 | 160 | 100 | replace 9 antennas w/ 3 700 MHz, 3 1900 MHz, 3 2100 MHz & 6 RRHs
| Somers | Pioneer Heights Road | AT&T | Crown Castle | self-support lattice | 137 | 161 | 100 | replace 3 antennas with 3 1900 MHz antennas
| Somers | Pioneer Heights Road | AT&T | Crown Castle | self-support lattice | 136 | 160 | 100 | replace 3 RRHs
| Somers | Pioneer Heights Road | AT&T | Crown Castle | self-support lattice | 136 | 161 | 100 | replace 3 antennas w 3 x 2100/2300 MHz antennas
| Somers | Pioneer Heights Road | T-Mobile | Crown Castle | self-support lattice tower | 113 | 161 | 100 | relocate 3 & replace 3 antennas w 3 x 600/700 MHz & install 3 x 1900/2100 MHz antennas; add 3 rru's
Docket No. 476 | Somers | Hall Hill Road | T-Mobile | Eco-Site, Inc. | monopole | 176 | 180 | 232 | install 6 antennas and 6 RRHs | 2 cabinets |  | propane generator
| Somers | Hall Hill Road | T-Mobile | Eco-Site, Inc. | monopole | 176 | 180 | 232 |  |  | Approval of D&M plan; generator runtime = 80hrs; construction restricted btw Feb 15-April15 to preserve vernal pool;
| Somers | Main Street | Sprint | Town of Somers | monopole | 187 | 190 |  | 12 panel | cabinet
| Somers | Main Street | AT&T | Crown | monopole | 168 | 190 |  | add 6 Allgon 7250.03 panel antennas |  | up to 4 equipment cabinets on 6x5 concrete pad
| Somers | Main Street | T-Mobile | Crown | monopole | 168 | 190 |  | add 9 EMS RR90-17-02DP panel antennas | pad | 3 Nortel S8000 cabinets
| Somers | Main Street | Verizon | Crown | monopole | 178 | 190 |  | install 12 9212-N cellular/PCS antennas | 12x30
| Somers | Main Street | Town of Somers | Crown | monopole | 115,128, 194 | 190 |  | install 3 analog antennas | pad
| Somers | Main Street | Cingular | Crown | monopole | 160 | 190 |  | replace 3 existing antennas with 3 new ones |  | add 6 tower mount amplifiers
| Somers | Main Street | Cingular | Crown | monopole |  | 190 |  |  |  | extend equipment pad
| Somers | Main Street | Pocket (now MetroPCS) | Crown | monopole | 150 | 190 |  | flush mount 3 antennas
| Somers | Main Street | Verizon | Crown | monopole | 178 | 190 |  | remove 6 of 12 exisitng antennas; install 6 new cellular and 3 new LTE antennas
| Somers | Main Street | AT&T | Crown Castle | monopole | 160 | 190 |  | add 3 LTE antennas to 3 existing GSM/UMTS antennas
| Somers | Main Street | Sprint | Crown Castle | monopole | 188 | 190 |  | replace 6 CDMA antennas with 3 dual-band antennas |  | 4G/LTE upgrade
| Somers | Main Street | Verizon | Crown Castle | monopole | 178 | 190 |  | replace 3 of 12 existing antennas with 3 new LTE antennas
| Somers | Main Street | Verizon | Crown Castle | monopole | 179 | 190 |  | replace 6 of 12 existing antennas with 3 new PCS and 3 new AWS antennas
| Somers | Main Street | Sprint | Crown Castle | monopole | 186 | 190 |  | install 3 new LTE antennas
| Somers | Main Street | Verizon | Crown Castle | monopole | 179 | 190 |  | replace 3 of 12 existing antennas with 3 new 700 MHz LTE antennas
| Somers | Main Street | T-Mobile | Crown Castle | monopole | 169 | 190 |  | install 3 LTE antennas
| Somers | Main Street | AT&T | Crown Castle | monopole | 160 | 190 |  | AT&T intends to replace 3 existing RRH with 3 new RRH
| Somers | Main Street | AT&T | Crown Castle | monopole | [6 empty] | diesel generator | 30-kilowatt | no
| Somers | Shenipsit State Forest | DPS | DPS |  |  | 60 |  | 1radome dish; 6 whips; 3 yagi antennas
| South Windsor | Sand Hill Road | SNET | SBA | monopole | 170 | 188 |  | 12 panel (DB846H80) | 11.5x20
| South Windsor | Sand Hill Road | SNET (Cingular) | SBA | monopole | 170 | 188 |  | 12 panel antennas, DUO4-8670 with 6 ADC amplifiers, 1 location measurement unit, 1 GPS antenna | 11.5x20 | replaces previous SNET plans in above line
| South Windsor | Sand Hill Road | AT&T | SBA | monopole | 180 | 188 |  | add 6 Allgon 7250.02 panel antennas |  | 2 cabinets on 5x3.5 concrete pad
| South Windsor | Sand Hill Road | Verizon | SBA | monopole | 140 | 188 |  | add 12 DB844H90 antennas | 12x30
| South Windsor | Sand Hill Road | Nextel | SBA | monopole | 150 | 190 |  | add 12 DB844H90(E)-XY antennas | 12x20
| South Windsor | Sand Hill Road | T-Mobile | SBA | monopole | 160 | 190 |  | install up to 9 EMS RR90-17-02DP antennas | pad | three equipment cabinets
| South Windsor | Sand Hill Road | Verizon | SBA | monopole | 140 | 190 |  | replace 6 cellular with 6 PCS antennas
| South Windsor | Sand Hill Road | AT&T | SBA | monopole | 180 | 190 |  | remove all AT&T antennas
| South Windsor | Sand Hill Road | Cingular | SBA | monopole | 170 | 190 |  | replace three existing antennas with 3 new ones |  | install 3 diplexers
| South Windsor | Sand Hill Road | Pocket (now MetroPCS) | SBA | monopole | 180 | 190 |  | flush mount 3 antennas
| South Windsor | Sand Hill Road | T-Mobile | SBA | monopole | 160 | 190 |  | remove 3 existing antennas and 3 TMAs; install 3 new antennas and 6 TMAs |  | UMTS upgrade
| South Windsor | Sand Hill Road | Verizon | SBA | monopole | 140 | 190 |  | replace 12 existing antennas with 6 cellular, 3 PCS, and 3 700 MHz antennas |  | UMTS upgrade
| South Windsor | Sand Hill Road | Clearwire | SBA | monopole | 150 | 190 |  | install 3 WiMAX antennas and 2 microwave dishes
| South Windsor | Sand Hill Road | Verizon | SBA | monopole | 140 | 190 |  |  |  | add 6 cable diplexers
| South Windsor | Sand Hill Road | AT&T | SBA | monopole | 170 | 190 |  | replace 6 GSM antennas and 3 UMTS antennas with 3 GSM, 3 UMTS, and 3 LTE antennas
| South Windsor | Sand Hill Road | Sprint | SBA | monopole | 130 | 190 |  | replace 12 CDMA antennas with 3 dual-band antennas |  | 4G/LTE upgrade
| South Windsor | Sand Hill Road | AT&T | SBA | monopole |  | 190 |  |  |  | install 50 kW diesel generator for backup power | diesel generator
| South Windsor | Sand Hill Road | Sprint | SBA | monopole | 130 | 190 |  | install 3 LTE antennas
| South Windsor | Sand Hill Road | Verizon | SBA | monopole | 140 | 190 |  | replace 6 of 12 existing antennas with 3 850 MHz and 3 AWS antennas
| South Windsor | Sand Hill Road | T-Mobile | SBA | monopole | 160 | 190 |  | replace 6 existing antennas with 6 new multi-band antennas for LTE upgrade
| South Windsor | Sand Hill Road | Verizon | SBA | monopole | 140 | 190 |  | replace 9 ant. w/ 3 700 MHz, 3 1900 MHz, 3 2100 MHz & 3 RRHs
| South Windsor | Sand Hill Road | T-Mobile | SBA | monopole | 160 | 187 |  | install 3 700 MHz antennas
| South Windsor | Sand Hill Road | AT&T | SBA | monopole | 170 | 187 |  | remove 3 antennas, replace 3 antennas, install 3 RRHs
| South Windsor | Sand Hill Road | AT&T | SBA | monopole | 170 | 187 |  | replace 3 RRUs with 3 new RRUs
| South Windsor | Sand Hill Road | AT&T | SBA | monopole | 170 | 187 |  | replace 3 existing w 3 x 1900MHz; add 3 RRH
| South Windsor | Sand Hill Road | T-Mobile | SBA | monopole | 160 | 187 |  | repllace 6 antennas w 3 x 600/700 MHz &3 x1900/2100 MHz antennas; replace 3 rru's
Petition No. 1171 | South Windsor | Sullivan Avenue | Verizon | Town of South Windsor | rooftop | 43 | 38.5 | 121.6 | 2100 MHz canister antenna | 6x8 pad | small cell in faux chimney on roof of building
Docket No. 137 | South Windsor | Burnham St | BAM | BAM | monopole | 110 | 110 | 54 | 2-13' trans whips, 6-11' tran/rec whips | 20x40 | Alternate to East Hartford site
| South Windsor | Burnham St | Nextel | Crown | monopole | 100 | 110 | 54 | 12-panel antennas |  | 2-GPS at 80 ft, share equip. bldg
| South Windsor | Burnham Street | BAM | BAM | monopole | 110 | 110 | 54 | 12-4' panels, ALP-9212-N
| South Windsor | Burnham Street | BAM | [7 empty] | Transfer of Certificate from BAM to Crown Atlantic Company LLC
| South Windsor | Burnham Street | Verizon | Crown | monopole | 110 | 110 | 54 | remove 12 cellular and install 9 new cellular and 6 PCS antennas
| South Windsor | Burnham Street | Verizon | Crown | monopole | 109 | 110 | 54 | replace 9 existing antennas with 6 cellular and 3 700 MHz antennas
| South Windsor | Burnham Street | Clearwire | Crown | monopole | 86 | 110 | 54 | install 3 WiMAX antennas and 3 microwave dishes
| South Windsor | Burnham Street | Verizon | Crown Castle | monopole | 111 | 110 | 54 | replace 6 of 15 existing antennas with 6 new PCS antennas
| South Windsor | Burnham Street | Verizon | Crown Castle | monopole | 110 | 110 | 54 | replace 6 of 15 existing antennas with 3 new PCS and 3 new AWS antennas
| South Windsor | Burnham Street | Verizon | Crown Castle | monopole | 110 | 110 | 54 | replace 3 of 15 existing antennas with 3 new LTE antennas
| South Windsor | Governors Highway | AT&T | VoiceStream | monopole | 152 | 169 |  | add 6 Allgon 7250.03 antennas |  | up to 4 equipment cabinets on 6x10 concrete pad
| South Windsor | Governors Highway | Cingular | VoiceStream | monopole | 162 | 169 |  | add up to 12 new antennas | 12x30
| South Windsor | Governors Highway | T-Mobile | VoiceStream | monopole | 172 | 169 |  | add 6 antennas to 3 existing antennas | pad | replace one cabinet with three new ones
| South Windsor | Governors Highway | AT&T | VoiceStream | monopole | 152 | 169 |  | remove all antennas
| South Windsor | Governors Highway | Sprint Nextel | VoiceStream | monopole | 152 | 169 |  | install three panel antennas | 12x20
| South Windsor | Governors Highway | Pocket (now MetroPCS) | VoiceStream | monopole | 142 | 169 |  | flush mount 3 antennas
| South Windsor | Governors Highway | T-Mobile | VoiceStream | monopole | 172 | 169 |  | add 3 new antennas and 3 TMAs to 3 existing antennas and 3 TMAs |  | UMTS upgrade
| South Windsor | Governors Highway | Verizon | VoiceStream | monopole | 112 | 169 |  | install 6 PCS antennas, 3 cellular antennas, and 3 LTE antennas
| South Windsor | Governors Highway | Clearwire | VoiceStream | monopole | 132 | 169 |  | install 3 WiMAX antennas and 2 microwave dishes
| South Windsor | Governors Highway | AT&T | T-Mobile | monopole | 162 | 169 |  | replace 6 existing GSM antennas with 3 LTE and 3 new GSM antennas; 3 existing UMTS antennas to remain
| South Windsor | Governors Highway | Verizon | T-Mobile | monopole | 108 | 169 |  | replace 12 existing antennas with 6 cellular, 3 PCS, and 3 LTE antennas
| South Windsor | Governors Highway | Sprint | T-Mobile | monopole |  | 169 |  |  |  | install 3 RRHs on H-frame on ground equipment pad
| South Windsor | Governors Highway | T-Mobile | CCTMO LLC | monopole | 169 | 169 |  | replace 6 existing antennas with 6 new 4G antennas |  | 4G/LTE upgrade
| South Windsor | Governors Highway | T-Mobile | Crown Castle | monopole | 165 | 169 |  | add 3 new antennas to 6 existing antennas
| South Windsor | Governors Highway |  | Crown Castle | monopole |  | 169 |  |  |  | strengthen tower
| South Windsor | Governors Highway | Verizon | Crown Castle | monopole | 111 | 169 |  | replace 12 ant. w/ 3 700 MHz, 3 850 MHz, 3 1900 MHz, 2 2100 MHz & 6 RRHs
| South Windsor | Governors Highway | T-Mobile | Crown Castle | monopole | 165 | 169 |  | replace 3 ant. w/ 3 LTE 700 MHz ant. Add 3 RRUs
| South Windsor | Governors Highway | Sprint | Crown Castle | monopole | 148 | 169 |  | replace 3 ant w/ 3 new; install 6 RRHs
| South Windsor | Governors Highway | Sigfox | Crown Castle | monopole | 119 | 169 |  | install 1 whip antennas, 1 filter, 1 TMA | H-frame | tower share
| South Windsor | Governors Highway | T-Mobile | Crown Castle | monopole | 167 | 169 |  | replace 3 antennas w 3 x 1900/2100 MHz antennas; swap 3 rru's
| South Windsor | Governors Highway | Sprint | Crown Castle | monopole | 148 | 169 |  | remove 3 antennas & install 3 x 850/1900 Mhz antennas, 3 x 2500 Mhz antennas; add 3 rru's
| South Windsor | Governors Highway | AT&T | Crown Castle | monopole | 156 | 169 |  | replace 3 antennas w 3 x 700/1900/2100/2300 MHz antennas; add 3 rru's
Docket No. 40 | South Windsor | Niederwerfer Road | SNET Cellular | SNET Cellular | monopole | 75 | 75 | 370 | (4-6) whips | 21'x25' | Alternate
| South Windsor | Niederwerfer Road | SCLP | SCLP | monopole | 75 | 75 | 370 |  |  | add message service alert antenna
| South Windsor | Niederwerfer Road | SCLP | SCLP | monopole | [5 empty] | Transfer of Certificate from SNET to Springwich Cellular Limited Partnership
| South Windsor | Niederwerfer Road | SNET/SCLP | SNET/SCLP | monopole | 75 | 75 | 370 | Directional panel antennas , Approx. 4' |  | Increase channels change antenna type
| South Windsor | Niederwerfer Road | SNET/Cingular | SCLP | monopole | 78 | 75 | 370 | replace existing with 9 DUO4-8670 antennas, 6 tower mount amplifiers, 1 LMU
| South Windsor | Niederwerfer Road | Cingular | SCLP | monopole | 77 | 75 | 370 | replace 3 existing antennas with 3 new ones |  | add 3 diplexers
| South Windsor | Niederwerfer Road | AT&T | American Tower | monopole | 77 | 75 | 370 | replace 6 existing GSM antennas with 3 new GSM and 3 new LTE antennas; 3 existing UMTS antennas remain
| South Windsor | Niederwerfer Road | AT&T | American Tower | monopole | 77 | 75 | 370 | relocate 3 antennas; replace 6 antennas w 3 x 1900 MHz & 3x700/850/2100/5G 850 MHz antennas; add 3 rrus |  | remove existing 4-foot tower extension and existing platform mount and install 3 new braced antenna mounting frames top of tower
Petiton No. 1123 | South Windsor | Sullivan Avenue | Verizon | RFX Lumber | rooftop | 36 | 36 | 85 | install 1 canister-type antenna |  |  | battery
| South Windsor | McGuire Road | AT&T Wireless | Sprint Sites | monopole | 120 | 150 | 54 | 6 Allgon 7250.02 panel antennas |  | 2 new, 2 future equipment cabinets on existing monopole foundation
| South Windsor | McGuire Road | T-Mobile | Sprint Sites | monopole | 140 | 150 | 54 | install 6 EMS RR90-17-02DP antennas | cabinets | 3 equipment cabinets; Sprint on tower at 150'
| South Windsor | McGuire Road | Cingular | Sprint Sites | monopole | 120 | 150 | 54 | replace 6 existing antennas with 6 new antennas
| South Windsor | McGuire Road | Pocket (now MetroPCS) | Sprint Sites | monopole | 112 | 150 | 54 | flush mount 3 antennas
| South Windsor | McGuire Road | T-Mobile | Sprint Sites | monopole | 140 | 150 | 54 | remove 6 existing antennas and 6 TMAs; replace with 6 new antennas and 6 TMAs |  | UMTS upgrade
| South Windsor | McGuire Road | AT&T | Crown Castle | monopole | 122 | 150 | 54 | add 3 LTE antennas to 6 existing antennas
| South Windsor | McGuire Road | MetroPCS | Crown Castle | monopole |  | 150 | 54 |  |  | replace radio cabinet for LTE upgrade
| South Windsor | McGuire Road | Sprint | Crown Castle | monopole | 148 | 150 | 54 | replace 6 CDMA antennas with 3 dual-band antennas |  | 4G/LTE upgrade
| South Windsor | McGuire Road | T-Mobile | Crown Castle | monopole | 138 | 150 | 54 | replace 6 GSM antennas with 3 new GSM/UMTS and 3 LTE antennas |  | 4G/LTE upgrade
| South Windsor | McGuire Road | T-Mobile | Crown Castle | monopole | 138 | 150 | 54 | install 3 700 MHz antennas |  | remove all equipment @ 112'
| South Windsor | McGuire Road | Sprint | Crown Castle | monopole | 150 | 150 | 54 | install 3 2500 MHz ant; add 3 RRHs
| South Windsor | McGuire Road | AT&T | Crown Castle | monopole | 123 | 150 | 54 | replace 6 antennas w/ 3 700/1900 MHz antennas & 3 2300 MHz antennas; add 6 RRHs
| South Windsor | Brookfield Street | Pocket (now MetroPCS) | Environmental Services | self-support lattice | 90 | 120 |  | flush mount 3 antennas |  | various other antennas on tower at various heights
| Southbury | Lakeside Road | DPS | DPS | self-support lattice | 178 | 180 |  | 3-dish antennas | 15x25 | Add new equip bldg. Remove old bldg
| Southbury | Lakeside Road | Omni | DPS | self-support lattice | 157 | 180 |  | 3-4' panels
| Southbury | Lakeside Road | T-Mobile (VoiceStream) | DPS | self-support lattice | 157 | 180 |  | E911 upgrade
Docket No. 325 | Southbury | Upper Fish Rock Road | Verizon | Verizon | monopole | 100 | 100 | 395 | 12 antennas on platform | 12x30
Docket No. 325 | Southbury | Upper Fish Rock Road | Town of Southbury | Verizon | monopole | 100 | 100 | 395 | one 20' whip antenna
| Southbury | Upper Fish Rock Road | Verizon | Verizon | monopole | 100 | 100 | 395 | replace 6 of 12 existing antennas with 3 PCS and 3 LTE antennas
| Southbury | Upper Fish Rock Road | AT&T | Verizon | monopole | 90 | 100 | 395 | install 12 antennas | 11.5x16 |  | diesel generator
| Southbury | Upper Fish Rock Road | AT&T | Verizon | monopole | 90 | 100 | 395 | revise previous tower share approval to install 12 different antennas
| Southbury | Upper Fish Rock Road | Verizon | Verizon | monopole | 100 | 100 | 395 | replace 2 of 12 existing antennas with 2 new 700 MHz antennas
| Southbury | Upper Fish Rock Road | Verizon | Verizon | monopole | 100 | 100 | 395 | replace 12 ant w/ 6 850 MHz, 3 700/1900 MHz, 3 2100 MHz ant; add 9 RRHs
Docket No. 90 | Southbury | Horse Fence Hill Road | SNET Cellular | SNET Cellular | monopole | 150 | 150 | 345 | (4-6)- 12' whips | 21x24
| Southbury | Horse Fence Hill Road | SCLP | SNET/SCLP | monopole | [5 empty] | Transfer of Certificate from SNET to Springwich Cellular Limited Partnership
| Southbury | Horse Fence Hill Road | SCLP | SNET Cellular | monopole | [5 empty] | add message service alert antenna
| Southbury | Horse Fence Hill Road | SNET/SCLP/BAM | SNET/SCLP | monopole | 132 | 150 | 345 | add 9 directional antennas |  | to share w/ BAM
| Southbury | Horse Fence Hill Road | Verizon | SCLP | monopole | 110 | 154'5" |  | 12-panel Antennas | 12x30
| Southbury | Horse Fence Hill Road | Cingular | American Tower | monopole | 153 | 150 | 345 | replace existing antennas with 3 EMS MB96RR900200, 6 tower mount amplifiers
| Southbury | Horse Fence Hill Road | AT&T | American Tower | monopole | 140 | 150 | 345 | add 3 Allgon 7250.03 panel antennas |  | up to four equipment cabinets on concrete pad
| Southbury | Horse Fence Hill Road | Verizon | American Tower | monopole | 111 | 150 | 345 | add 3 PCS antennas
| Southbury | Horse Fence Hill Road | Cingular/AT&T | American Tower | monopole |  | 150 | 345 | remove all AT&T equipment
| Southbury | Horse Fence Hill Road | Verizon | American Tower | monopole | 111 | 150 | 345 | replace 6 existing cellular antennas with 3 new cellular antennas and 3 700 MHz LTE antennas
| Southbury | Horse Fence Hill Road | Cingular | American Tower | monopole | 150 | 150 | 345 | replace 3 existing antennas and 3 TMAs with 6 new antennas and 6 TMAs
| Southbury | Horse Fence Hill Road | Verizon | American Tower | monopole | 111 | 150 | 345 | replace 3 of 12 existing antennas with 3 new cellular antennas
| Southbury | Horse Fence Hill Road | AT&T | American Tower | monopole | 152 | 150 | 345 | add 3 LTE antennas to 6 existing antennas
| Southbury | Horse Fence Hill Road | American Tower | American Tower | monopole |  | 150 | 345 |  |  | install diesel generator for backup power | diesel generator |  | shared
| Southbury | Horse Fence Hill Road | Verizon | American Tower | monopole | 111 | 150 | 345 | replace 6 of 12 existing antennas with 3 PCS and 3 AWS antennas
| Southbury | Horse Fence Hill Road | AT&T | American Tower | monopole | 150 | 150 | 345 | install 3 RRHS
| Southbury | Horse Fence Hill Road | AT&T | American Tower | monopole | 153 | 150 | 345 | replace 3 antennas w 3x700/2300 & 3x700/2300; add 6 RRU's
Docket No. 88 | Southbury | Old Waterbury Road | BAM | BAM | monopole | 228 | 230 | 670 | 2-15' whips | 21x22.5 | Alternate M/A Southbury
| Southbury | Old Waterbury Road | BAM/Smart SMR | BAM | monopole | 216 | 230 | 670 | 8-4' panels | 10x20
| Southbury | Old Waterbury Road | BAM | BAM | monopole | 230 | 230 | 670 | 12-AIP-9212 |  | Replace Antennas
| Southbury | Old Waterbury Road | BAM | [7 empty] | Transfer of Certificate from BAM to Crown Atlantic Company LLC
| Southbury | Old Waterbury Road | Crown | Crown | monopole | n/a | 230 | 670 | n/a |  | Replace existing tower with new 230 ft tower
| Southbury | Old Waterbury Road | Omni | Crown | monopole | 200 | 230 | 670 | 3-panels, (2-EMS RR65-18-0 |  | (1 EMS RR33-20-02DP)
| Southbury | Old Waterbury Road | SCLP | Crown | monopole | 190 | 230 | 670 | 12-panels, 11011N
| Southbury | Old Waterbury Road | Crown/AT&T Wireless | Crown | monopole | 185 | 230 | 670 | 9-panels | 8'x19' pad
| Southbury | Old Waterbury Road | Sprint | Crown | monopole | 175 | 230 | 670 | 9-panels | cabinets | 1 GPS antenna at 75'
| Southbury | Old Waterbury Road | AT&T | Crown | monopole | n/a | 230 | 670 | n/a |  | install new cabinet
| Southbury | Old Waterbury Road | SNET/Cingular | Crown | monopole | 195 | 230 | 670 | replace existing antennas with 9 CSS DUO4-8670, 6 tower mount amplifiers, 1 LMU @ 25'
| Southbury | Old Waterbury Road | T-Mobile (VoiceStream) | Crown | monopole | 200 | 230 | 670 | E911 upgrade
| Southbury | Old Waterbury Road | Nextel | Crown | monopole | 220 | 230 | 670 | replace 12 existing antennas with 12 new ones
| Southbury | Old Waterbury Road | AT&T | Crown | monopole | n/a | 230 | 670 | add GPS antenna for E911
| Southbury | Old Waterbury Road | AT&T | Crown | monopole |  | 230 | 670 | replace 3 of 9 existing antennas for E911
| Southbury | Old Waterbury Road | Verizon | Crown | monopole | 230 | 230 | 670 | replace 6 existing cellular with 6 new PCS antennas
| Southbury | Old Waterbury Road | Cingular | Crown | monopole | 195 | 230 | 670 | replace 3 existing antennas with 3 new ones |  | add 3 diplexers
| Southbury | Old Waterbury Road | Verizon | Crown | monopole | 230 | 230 | 670 | replace 6 cellular antennas with 6 new ones
| Southbury | Old Waterbury Road | Pocket (now MetroPCS) | Crown | monopole | 165 | 230 | 670 | flush mount 3 antennas
| Southbury | Old Waterbury Road | Verizon | Crown | monopole | 228 | 230 | 670 | replace 6 existing PCS antennas with 3 new PCS and 3 700 MHz antennas
| Southbury | Old Waterbury Road | T-Mobile | Crown | monopole | 207 | 230 | 670 | add 3 UMTS antennas to 3 GSM antennas; replace 6 TMAS
| Southbury | Old Waterbury Road | AT&T | Crown Castle | monopole | 195 | 230 | 670 | replace 6 of 9 existing antennas with 6 new antennas, including 3 LTE antennas
| Southbury | Old Waterbury Road | Sprint | Crown Castle | monopole | 175 | 230 | 670 | replace 6 CDMA antennas with 3 dual-band antennas |  | 4G/LTE upgrade
| Southbury | Old Waterbury Road | AT&T | Crown Castle | monopole | 195 | 230 | 670 | retain 3 of 9 existing antennas and add 9 new LTE antennas
| Southbury | Old Waterbury Road | Sprint | Crown Castle | monopole | 175 | 230 | 670 | add 3 new CDMA/LTE antennas to 3 existing ones
| Southbury | Old Waterbury Road | AT&T | Crown Castle | monopole | 195 | 230 | 670 | remove 3 antennas, install 3 700/1900 MHz antennas, install 3 RRHs, 3 modules
| Southbury | Old Waterbury Road | Verizon | Crown Castle | monopole | top | 226 | 670 | replace 6 antennas with 3 700/2100 and 3 1900 MHz antennas |  | remove all equipment @ 220'
| Southbury | Old Waterbury Road | T-Mobile | Crown | monopole | 207 | 226 | 670 | replace 6 existing antennas with 6 new antennas
| Southbury | Old Waterbury Road | Sprint | Crown Castle | monopole | 177 | 226 | 670 | install 3 2500 MHz ant; add 3 RRHs
| Southbury | Old Waterbury Road | AT&T | Crown Castle | monopole | 195 | 226 | 670 | replace 3 antennas w 3 x 850/1900/2100 MHz antennas; add 9 RRU's
| Southbury | Russian Village Road | Nextel | Sprint | monopole | 110 | 120 |  | 12-panels, ALP 9212 | 10x20
| Southbury | Russian Village Road | Omni | Sprint | monopole | 100 | 120 |  | 4 antennas, DAPA 58212 | 10x5 pad | cabinets
| Southbury | Russian Village Road | AT&T Wireless | Sprint | monopole | 132'9" | 130 |  | 3-panel antennas | 12'x20' | 10' pipe extension per tower share filing
| Southbury | Russian Village Road | VoiceStream | Sprint | monopole | 100 | 130 |  | 12 EMS panel antennae | cabinets
| Southbury | Russian Village Road | AT&T Wireless | Sprint | monopole | [5 empty] | install new equipment within existing shelter
| Southbury | Russian Village Road | T-Mobile (VoiceStream) | Sprint | monopole | 100 | 130 |  | E911 upgrade
| Southbury | Russian Village Road | AT&T Wireless | Sprint | monopole |  | 130 |  | add GPS antenna for E911
| Southbury | Russian Village Road | Cingular | Sprint | monopole | 131 | 130 |  | replace 3 existing antennas with 3 new ones |  | add 6 tower mount amplifiers
| Southbury | Russian Village Road | Pocket (now MetroPCS) | Sprint | monopole | 90 | 130 |  | flush mount 3 antennas |  | filing misidentifies location as 133 Horse Fence Hill Road
| Southbury | Russian Village Road | T-Mobile | Sprint | monopole | 100 | 130 |  | replace 3 of 6 existing antennas and all 6 existing TMAs
| Southbury | Russian Village Road | AT&T | Crown Castle | monopole | 128 | 130 |  | add 3 LTE antennas to 3 GSM/UMTS antennas |  | replaced 10' pipe extension with a 10' monopole extension with platform
| Southbury | Russian Village Road | Sprint | Crown Castle | monopole | 120 | 130 |  | replace 6 existing CDMA antennas with 3 quad pole antennas for LTE
| Southbury | Russian Village Road | Sprint | Crown Castle | monopole | 120 | 130 |  | remove 12 Nextel antennas and add 3 new CDMA/LTE antennas to 3 existing ones
| Southbury | Russian Village Road | T-Mobile | Crown Castle | monopole | 100 | 130 |  | install 3 LTE antennas & 3 RRUs
| Southbury | Russian Village Road | AT&T | Crown Castle | monopole | 130 | 130 |  | install 3 RRHs
| Southbury | Russian Village Road | AT&T | Crown Castle | monopole | 130 | 130 |  | replace 3 RRHs w/ new RRHs
| Southbury | Russian Village Road | Sprint | Crown Castle | monopole | 118 | 130 |  | install 3 2500 MHz ant; add 3 RRHs
| Southbury | Russian Village Road | T-Mobile | Crown Castle | monopole | 100 | 130 |  | replace 3 antennas w 3 x 600/700/1900/2300 MHz antennas; install 3 rru's | add 3 rru's
| Southbury | Kettletown Road | SCLP | Omni | monopole | 185 | 196.6 | 410 | 12-Allgon 7120.16 panel antennas | 12x16
| Southbury | Kettletown Road | Sprint | Omni | monopole | 165 | 196.6 | 410 | 9-panels, DB980H90, DB980H65 |  | 1-gps at 90, antennas = 60"x6.1"x2.8"
| Southbury | Kettletown Road | Verizon | Omni | monopole | 155 | 195 |  | 12 panel | cabinet
| Southbury | Kettletown Road | AT&T Wireless | Omni | monopole |  |  |  |  | cabinet | install new cabinet
| Southbury | Kettletown Road | SNET/Cingular | Omni | monopole | 185 | 195 |  | replace existing antennas with 3 EMS MB96RR900200, 6 tower mount amplifiers, 6 diplexers
| Southbury | Kettletown Road | AT&T Wireless | Omni | monopole |  | 195 |  | add GPS antenna for E911
| Southbury | Kettletown Road | T-Mobile | Omni | monopole | 195 | 195 |  | add 6 RR90-17-XXDP antennas to 3 existing antennas | pad | replace one equipment cabinet with 3 new BTS cabinets
| Southbury | Kettletown Road | Verizon | Omni | monopole | 155 | 195 |  | add 6 PCS antennas to 6 cellular antennas
| Southbury | Kettletown Road | AT&T | Omni | monopole | 175 | 195 |  | remove antennas - no longer in use
| Southbury | Kettletown Road | Pocket (now MetroPCS) | Omni | monopole | 175 | 195 |  | flush mount 3 antennas
| Southbury | Kettletown Road | Cingular/AT&T | Omni | monopole | 185 | 195 |  | replace 3 existing antennas with 6 new Powerwave antennas
| Southbury | Kettletown Road | Sprint | Omni | monopole |  | 195 |  |  |  | install 4 kW ReliOn fuel cell for backup power | fuel cell backup
| Southbury | Kettletown Road | T-Mobile | Omni | monopole | 195 | 195 |  | add 3 UMTS antennas to 3 GSM antennas and 3 AWS TMAs to 6 exisitng TMAs
| Southbury | Kettletown Road | AT&T | T-Mobile | monopole | 123 | 195 |  | add 3 LTE antennas to 3 existing GSM and 3 existing UMTS antennas
| Southbury | Kettletown Road | Verizon | T-Mobile | monopole | 155 | 195 |  | replace 12 existing antennas with 6 cellular, 3 PCS, and 3 LTE antennas
| Southbury | Kettletown Road | Verizon | T-Mobile | monopole | 155 | 195 |  | replace 9 of 12 existing antennas with 3 850 MHz antennas, 3 1900 MHz antennas, and 3 2100 MHz antennas
| Southbury | Kettletown Road | T-Mobile | T-Mobile | monopole | 193 | 195 |  | add 3 new CDMA/LTE antennas to 3 existing ones
| Southbury | Kettletown Road | AT&T | Phoenix Tower International | monopole | 185 | 196 |  | install 3 880/2300 MHz antennas
| Southbury | Kettletown Road | AT&T | Phoenix Tower | monopole | 185 | 195 |  | replace 3 RRHs
| Southbury | Kettletown Road | Sprint | Phoenix Tower | monopole | 165 | 195 |  | replace 6 antennas w 3 x 850/1900 MHz and 3 x 2500 MHz ; add 12 RRU's
| Southbury | Kettletown Road | AT&T | Phoenix Tower | monopole | 185 | 195 |  | replace 3 antennas w 3 x 700/2100 MHz antennas ; add 6 rru's
| Southbury | Kettletown Road | T-Mobile | T-Mobile | monopole | 193 | 195 |  | replace 6 antennas w 3x600/700/1900 MHz & 3x 2100 MHz antennas, add 9 rru's
Dockt No. 383 | Southbury | Perkins Road | AT&T | AT&T | monopole | 117 | 120 | 597 | install 6 Powerwave 7770 antennas | 12x20
Dockt No. 222a | Southbury | Burr Road | New Cingular | Optasite | monopole | 147 | 150 | 761 | six dual band antennas | 12x20
Dockt No. 222a | Southbury | Burr Road | New Cingular | Optasite | monopole | 147 | 150 | 761 | nine panel antennas | 12x20
Dockt No. 222a | Southbury | Burr Road | Sprint | Optasite | monopole | 137 | 150 | 761 |  | pad
Petition No. 769 | Southbury | Burr Road |  | Optasite | monopole |  | 150 | 762 |  |  | petition is to move location of tower approx. 75 feet from location approved in docket
| Southbury | Burr Road | Cingular | Optasite | monopole | 147 | 150 | 762 | install 6 antennas (previously approved but never built, site plans now altered) | 12x20
| Southbury | Burr Road |  | Optasite | monopole |  | 150 | 762 |  |  | Transfer of Certificate from Optasite
| Southbury | Burr Road | T-Mobile | SBA | monopole | 128 | 150 | 762 | add 3 new antennas to 3 existing antennas; replace 6 existing TMAs with new ones
| Southbury | Burr Road | AT&T | SBA | monopole | 146 | 150 | 762 | add 3 LTE antennas to 6 existing antennas
| Southbury | Burr Road | Sprint | SBA | monopole | 138 | 150 | 762 | replace 6 CDMA antennas with 3 dual-band antennas
| Southbury | Burr Road | Sprint | SBA | monopole | 138 | 150 | 762 | add 3 new dual band antennas to 3 existing antennas
| Southbury | Burr Road | AT&T | SBA | monopole | 147 | 150 | 762 | install 3 previously approved RRHs
| Southbury | Burr Road | T-Mobile | SBA | monopole | 127 | 150 | 762
| Southbury | Burr Road | AT&T | SBA | monopole | 147 | 150 | 762 | replace 6 antennas w 3 x 700/850/1900 MHz antennas & 3 x 700/850/2100 Mhz antennas; add 3 rru's
| Southbury | Cassidy Road | DPS | DPS | self-support lattice |  | 180 | 758 |  |  | replace existing and add 7 dish, 4 whip, 2 four-dipole arrays
| Southington | Meriden Waterbury Turnpike | Nextel | Sprint | monopole | 138 | 150 |  | 12 panels | 10x20 | fence extended and new fauna and 2 GPS receivers @ 80'
| Southington | Meriden Waterbury Turnpike | AT&T | Sprint | monopole | 158 | 160 |  | add 6 Allgon 7250.02 panel antennas on 12' pipe mast extension |  | 12' extension added to tower; base compound expanded (fence line, not lease area)
| Southington | Meriden Waterbury Turnpike | Verizon | Sprint | monopole | 138 | 150 |  | 12 DB844H90E-XY antennas | 12x30 | need to expand base compound (fence line, not lease area)
| Southington | Meriden Waterbury Turnpike | T-Mobile | Sprint | monopole | 128 | 160 |  | add 9 EMS RR90-17-02DP panel antennas | pad | 3 Nortel S8000 BTS equipment cabinets
| Southington | Meriden Waterbury Turnpike | Verizon | Sprint | monopole | 138 | 160 |  | replace 6 cellular antennas with 6 PCS antennas
| Southington | Meriden Waterbury Turnpike | Cingular | Sprint | monopole | 158 | 160 |  | remove 3 existing antennas, replace with 3 new ones |  | install 6 tower mount amplifiers, install 1 new equipment cabinet on new pad
| Southington | Meriden Waterbury Turnpike | Cingular | Sprint | monopole |  | 160 |  |  |  | extend equipment pad
| Southington | Meriden Waterbury Turnpike | T-Mobile | Sprint | monopole | 128 | 160 |  | add 3 antennas and 3 TMAs to 6 existing antennas and 3 TMAs |  | UMTS upgrade
| Southington | Meriden Waterbury Turnpike | MetroPCS | Sprint | monopole | 119 | 160 |  | install 6 panel antennas
| Southington | Meriden Waterbury Turnpike | AT&T | Crown Castle | monopole | 158 | 160 |  | add 3 LTE antennas to 3 existing GSM/UMTS antennas
| Southington | Meriden Waterbury Turnpike | Verizon | Crown Castle | monopole | 138 | 160 |  | replace 12 existing antennas with 6 cellular, 3 PCS, and 3 LTE antennas
| Southington | Meriden Waterbury Turnpike | MetroPCS | Crown Castle | monopole |  | 160 |  |  |  | replace radio cabinet for LTE upgrade
| Southington | Meriden Waterbury Turnpike | Sprint | Crown Castle | monopole | 146 | 160 |  | replace 6 CDMA antennas with 3 multi-band antennas |  | 4G/LTE upgrade
| Southington | Meriden Waterbury Turnpike | T-Mobile | Crown Castle | monopole | 125 | 160 |  | replace 9 GSM antennas with 3 GSM/UMTS and 3 LTE antennas |  | 4G/LTE upgrade
| Southington | Meriden Waterbury Turnpike | Verizon | Crown Castle | monopole | 138 | 160 |  | add 3 2100 MHz LTE antennas to 12 existing antennas
| Southington | Meriden Waterbury Turnpike | Sprint | Crown Castle | monopole | 148 | 160 |  | add 3 new CDMA/LTE antennas to 3 existing ones
| Southington | Meriden Waterbury Turnpike | T-Mobile | Crown Castle | monopole | 129 | 160 |  | install 3 700 MHz antennas
| Southington | Meriden Waterbury Turnpike | Verizon | Crown Castle | monopole | 138 | 160 |  | remove 9 antennas, install 3 1900 MHz, 3 700/2100 MHz
| Southington | Meriden Waterbury Turnpike | AT&T | Crown Castle | monopole | 158 | 160 |  | replace 3 antennas w/ 3 700/1900 MHz antennas; replace t-arm mount; add 3 RRHs
| Southington | Meriden Waterbury Turnpike | Sprint | Crown Castle | monopole | 148 | 160 |  | install 3 2500 MHz antennas & 3 RRHs
| Southington | Meriden Waterbury Turnpike | Verizon | Crown Castle | monopole | 138 | 160 |  | replace 9 antennas w 3x700/850 MHz & 3x 1900/2100 antennas, add 6 rru's
| Southington | Meriden Waterbury Turnpike | AT&T | Crown Castle | monopole | 158 | 160 |  | install 3 x 700/1900/2100MHz antennas ; add 6 rru's
Petition No. 1106 | Southington | Center Street | AT&T | AT&T | guyed-lattice | 69 | 73 |  | install 12 antennas |  | structure on buidling roof; Verizon also on same rooftop
Petition No. 1136 | Southington | Meriden-Waterbury Turnpike | Verizon | Verizon | rooftop | 32 | 25 | 209 | small cell canister on Econo Lodge roof, 1 RRH, faux chimney structure |  | equip. in 2nd fl. Storage closet.
Petition No. 1141 | Southington | Executive Boulevard | Verizon | Executive Two Hundred, LLC | rooftop | 77'9" | 73'8" | 221 | small cell on rooftop. | cabinet on roof
| Southington | Executive Boulevard | Verizon | Executive Two Hundred, LLC | rooftop | 77'9" | 73'8" | 221 | replace one ant. W 1 x 1900/2100MHz antenna; add 1 rru
| Southington | Meriden Waterbury Turnpike | SCLP | John Rogus | self-support lattice | 78 | 80 |  | 12 panels | 12x26 | Remove an 80 ft and 50 ft gl tower and put up new 80 ft ssl
| Southington | Meriden Waterbury Turnpike | Cingular | John Rogus | self-support lattice | 77 | 80 |  | replace existing with 9 CSS DUO1417-8686-4-0, 6 tower mount amplifiers, 3 duplexers
| Southington | Meriden Waterbury Turnpike | Cingular | John Rogus | self-support lattice | 78 | 80 |  | remove 3 existing antennas with 3 new ones |  | install 3 diplexers
| Southington | Meriden Waterbury Turnpike | AT&T | John Rogus/AT&T | self-support lattice | 78 | 80 |  | replace 6 of 9 existing dual band antennas with 6 new multi-band antennas
| Southington | Meriden Waterbury Turnpike | AT&T | John Rogus/AT&T | self-support lattice | 78 | 80 |  | retain 3 of 9 existing antennas and add 9 new LTE antennas
| Southington | Meriden Waterbury Turnpike | Verizon | Crown Castle | self-support lattice | 60 | 80 |  | install 3 700 and 3 2100 MHz antennas | 9x11 | EFR 1133 | diesel generator
Petition No. 1349 | Southington | Meriden Waterbury Turnpike | AT&T | Crown Castle | self-support lattice | 120 | 120 |  | install 3 x 700/850 MHz antennas; add 6 rru's |  | extend tower by 40m; remove existing antennas and install 3 new antennas at 120ft CL height;
Petition No. 1037 | Southington | Belleview Avenue | CL&P | CL&P | self-support lattice | var. | 90 | 213 | CL&P has various antennas at various heights |  | petition to replace existing 90' ssl tower with new 90' ssl tower
Petition No. 1322 | Southington | and Mount Vernon Road | Verizon | Mount Southington LP | wood pole | 30 | 32 |  | install small cell canister & one RRH | on pole
Petition No. 764 | Southington | Hobart Drive | T-Mobile | CL&P | utility pole | 97 | 100 | 228 | three flush-mounted panel antennas | pad
| Southington | Hobart Drive | T-Mobile | CL&P | utility pole | 97 | 100 | 228 | replace 3 GSM antennas with 3 LTE antennas |  | 4G/LTE upgrade
Petition No. 764A | Southington | Hobart Drive | T-Mobile | Eversource | utility pole | 100 | 105 | 228 | 6 panel antennas; t-arm mounts | pad | eversource replaced structure next to existing; new structure is monopole
| Southington | Hobart Drive | T-Mobile | Eversource | utility pole | 100 | 105 | 228 | remove 6 antennas & install 3x600/700/1900/2100MHz antennas, add 3x rru's @ g.l
| Southington | Old Turnpike Road | T-Mobile | Davidson Media Group | self-support lattice | 154.5 | 254.5 |  | install 3 panel antennas | pad | WNTY am radio station also on tower
| Southington | Old Turnpike Road | Pocket (now MetroPCS) | Davidson Media Group | self-support lattice | 180 | 254.5 |  | flush mount 3 panel antennas
| Southington | Old Turnpike Road | MetroPCS | Davidson Media Group | self-support lattice |  | 254.5 |  |  |  | replace existing radio cabinet with new radio cabinet for LTE upgrade
| Southington | Old Turnpike Road | T-Mobile | Davidson Media Group | self-support lattice | 147 | 254.5 |  | add 3 new antennas at 147' to 3 existing antennas at 155'
| Southington | Old Turnpike Road | T-Mobile | Davidson Media Group | self-support lattice | 147 | 254.5 |  | replace 3 antennas w 3 x 600/700 MHz antennas | add 3 rru's
| Southington | Queen Street | AT&T Wireless | Roy Pavacich | guyed-lattice | 65.5 | 74 |  | 3 panel antennae | cabinets
| Southington | Queen Street | AT&T Wireless | Roy Pavacich | guyed-lattice | 65.5 | 74 |  |  |  | install additional equipment cabinet
| Southington | Queen Street | AT&T Wireless | Roy Pavacich | guyed-lattice |  | 74 |  | add GPS antenna for E911
| Southington | Queen Street | AT&T Wireless | Roy Pavacich | guyed-lattice |  | 74 |  | change one antenna per sector for E911
Petition No. 880 | Southington | Queen Street | Cingular | 500 Queen St Partnership | monopole | 79 | 82 |  | install three panel antennas | pad | replace 74-foot guyed lattice tower with 82-foot flagpole tower
| Southington | Queen Street | AT&T | Crown Castle | monopole | 79 | 82 |  | replace 3 existing GSM/UMTS antennas with 3 new LTE antennas
Sub-petition No. 1133 | Southington | Queen Street | AT&T | Crown Castle | monopole | 77'/89' | 94 |  | relocate existing antennas to 77.5 feet add 3 antennas at 89 feet |  | EFR 1133; add 12 feet to height of existing tower
| Southington | Queen Street | AT&T | Crown Castle | monopole | 78 | 96 |  | replace 3 ant w/ 3 700/850/1900/2300 MHz ant; replace 3 TMAs; add 3 TMAs
| Southington | Queen Street | AT&T | Crown Castle | monopole | 77 | 82 |  | replace 6 TMAs |  | EFR gave approve to extend the tower to 96 feet filing and all materials describe the tower as 82 ft.
| Southington | Spring Street | BAM | Sprint | monopole | 130 | 146 |  | 12-panels, Swedcon ALP 921 | 12x30 | 40 kw diesel generator; Sprint on tower @ 146' | diesel generator
| Southington | Spring Street | Nextel | Sprint | monopole | 115 | 150 | 296 | 12-panel Antennas | 10x20
| Southington | Spring Street | AT&T Wireless | Sprint | monopole | 160 | 160 | 296 | 2 panel antennae | 12x20 | pipe mounted extension and expanded fenced area
| Southington | Spring Street | AT&T Wireless | Sprint | monopole | 160 | 150 | 296 |  |  | install additional equipment within existing shelter
| Southington | Spring Street | AT&T Wireless | Sprint | monopole |  | 160 | 296 | add GPS antenna for E911
| Southington | Spring Street | Verizon | Sprint | monopole | 130 | 160 | 296 | replace 6 of 12 existing cellular antennas with 6 PCS antennas
| Southington | Spring Street | Cingular | Sprint | monopole | 156 | 160 | 296 | replace 2 existing antennas with 2 new ones |  | add 4 tower mount amplifiers
| Southington | Spring Street | Pocket (now MetroPCS) | Sprint | monopole | 139 | 160 | 296 | install 3 flush mounted antennas
| Southington | Spring Street | Clearwire | Sprint | monopole | 121 | 160 | 296 | install 3 panel antennas, 3 radioheads, 3 microwave dishes
| Southington | Spring Street | Verizon | Sprint | monopole | 132 | 160 | 296 | remove existing antennas; replace with 6 cellular, 3 PCS and 3 700 MHz antennas
| Southington | Spring Street | AT&T | Crown Castle | monopole | 156 | 160 | 296 | replace 2 dual-band antennas with 6 multi-band antennas
| Southington | Spring Street | MetroPCS | Crown Castle | monopole |  | 160 | 296 |  |  | replace radio cabinet for LTE upgrade
| Southington | Spring Street | Verizon | Crown Castle | monopole | 132 | 160 | 296 | replace 6 of 12 existing antennas with 3 PCS and 3 AWS antennas
| Southington | Spring Street | Sprint | Crown Castle | monopole | 147 | 160 | 296 | replace 6 CDMA antennas with 3 dual-band antennas |  | 4G/LTE upgrade
| Southington | Spring Street | Sprint | Crown Castle | monopole | 147 | 160 | 296 | add 3 new CDMA/LTE antennas to 3 existing ones
| Southington | Spring Street | AT&T | Crown Castle | monopole | 156 | 160 | 296 | install 3 RRHs previously approved but never installed
| Southington | Spring Street | Verizon | Crown Castle | monopole | 132 | 160 | 296 | replace 6 antennas with 3 new 1900 MHz antennas and 3 new 2100 MHz antennas |  | install 9 new RRHs and 1 new antenna cable
| Southington | Spring Street | AT&T | Crown Castle | monopole | 160 | 160 | 296 | replace 3 ant with 3 1900/2300 MHz; and install 3 RRHs
| Southington | Spring Street | AT&T | Crown Castle | monopole | 160 | 160 | 296 | replace 2 ant w/ 2 700/2300/1900 MHz ant; replace 3 RRHs
| Southington | Spring Street | AT&T | Crown Castle | monopole | 156 | 160 | 296 | install 3 x 700/2100 MHz antennas; add 12 rru's
| Southington | Spring Street | Verizon | Crown Castle | monopole | 132 | 160 | 296 | relocate 12 existing antennas on to new mount and replace 3 x rru's and install 6 x rru's |  | replace antenna mount
| Southington | Spring Street | Verizon | Crown Castle | monopole | 132 | 160 | 296 | install 3 x 3600 MHz antennas; add 3 RRUs
Petition No. 431 | Southington | Andrews Street | Sprint | CL&P | utility pole | 115 | 100 | 502 | 6-panels DB 980H90 (E)-M | 8.5'x20' pad | CL&P Structure 653
| Southington | Andrews Street | Sprint | CL&P | utility pole | 115 | 100 | 502 | replace 6 CDMA antennas with 3 dual-band antennas |  | 4G/LTE upgrade
Docket No. 40 | Southington | Shuttle Meadow Road | SNET Cellular | SNET Cellular | monopole | 150 | 150 | 483 | (4-6) whips | 21'x25'
| Southington | Shuttle Meadow Road | SNET/SCLP | SNET/SCLP | monopole | [5 empty] | Transfer of Certificate from SNET to Springwich Cellular Limited Partnership
| Southington | Shuttle Meadow Road | SNET/SCLP | SNET/SCLP | monopole | 152.47 | 150 | 483 | Directional panel antennas , Approx. 4' |  | Increase channels change antenna type
| Southington | Shuttle Meadow Road | SNET/Cingular | SNET/SCLP | monopole | 152.47 | 150 | 483 | replace existing with 9 DUO4-8670 antennas, 6 tower mount amplifiers, 1 LMU
| Southington | Shuttle Meadow Road | AT&T | American Tower | monopole | 140 | 154 | 483 | add 3 Allgon 7250.03 panel antennas |  | up to 4 equipment cabinets on concrete pad
| Southington | Shuttle Meadow Road | Cingular/AT&T | American Tower | monopole | 140 | 154 | 483 | decommission AT&T antennas
| Southington | Shuttle Meadow Road | Cingular | American Tower | monopole | 151 | 154 | 483 | remove 3 existing antennas; install 3 new ones |  | install 6 tower mount amplifiers and 6 diplexers
| Southington | Shuttle Meadow Road | Pocket (now MetroPCS) | American Tower | monopole | 130 | 154 | 483 | flush mount 3 antennas
| Southington | Shuttle Meadow Road | Clearwire | American Tower | monopole | 120 | 154 | 483 | install 3 panel antennas, 3 TMAs, 2 microwave dishes
| Southington | Shuttle Meadow Road | AT&T | American Tower | monopole | 153 | 154 | 483 | replace 6 of 9 dual band antennas with 6 new multi-band antennas
| Southington | Shuttle Meadow Road | MetroPCS | American Tower | monopole |  | 154 | 483 |  |  | replace radio cabinet for LTE upgrade
| Southington | Shuttle Meadow Road | AT&T | American Tower | monopole | 153 | 150 | 483 | install 3 RRHs previously approved but never installed
| Southington | Shuttle Meadow Road | T-Mobile | American Tower Corporation | monopole | 130 | 150 | 483 | install 3 700 MHz antennas
| Southington | Shuttle Meadow Road | AT&T | American Tower Corporation | monopole | 150 | 150 | 483 | replace 6 antennas with 3 850/1900/2300 MHz antennas and 3 850/1900 MHz antennas
| Southington | Shuttle Meadow Road | AT&T | American Tower Corporation | monopole | 150 | 150 | 483 | replace 3 RRHs w/ new RRHs
| Southington | Shuttle Meadow Road | AT&T | American Tower Corporation | monopole | 150 | 150 | 483 | install 3 x 700/850/2100 MHz antennas; add 9 rru's |  | replace antenna mount and relocate equipment
| Southington | Shuttle Meadow Road | Sprint | American Tower Corporation | monopole | 120 | 150 | 483 | install 3 x 850/1900 MHz antennas & replace 3 antennas w 3 x 2500 MHz antennas; add 6 rru's |  | replace antenna mount and relocate equipment
| Southington | Shuttle Meadow Road | ATC | American Tower Corporation | monopole | [5 empty] | install tower reinforcement modifications -install four DYWIDAG thread-bar steel rod anchors between the 69-foot above ground level (agl) and the 119-foot agl of the tower
| Southington | Shuttle Meadow Road | Verizon | American Tower Corporation | monopole | 143 | 150 | 483 | install 12 x 700/850/1900/2100 MHz antennas, install 6 RRUs | install 1 x cabinet on 4'x10' conc. Pad | install generator on 3'6'x8' conc. Pad; expand northern portion of fence by 413-sq ft | diesel generator | 30-kilowatt | no
Petition No. 691 | Southington | Cathy Drive | Cingular | CL&P | utility pole | 91 | 81 |  | up to 6 CSS XDUO 1416-80 antennas | pad | mounting pole added to existing tower structure
| Southington | Cathy Drive | Cingular | CL&P | utility pole |  | 81 |  |  |  | add two equipment cabinets
| Southington | Cathy Drive | AT&T | CL&P | utility pole | 91 | 81 |  | replace 6 existing antennas and 6 TMAs with 6 new antennas and 6 TMAs
| Southington | Cathy Drive | AT&T | Eversource | utility pole | 91 | 81 |  | replace 3 ant w/ 3 700/1900 MHz; add 3 TMAs, replace 3 TMAs
Docket No. 455 | Southington | East Street | Verizon | Verizon | monopole | 80 | 90 | 198 | 6 dual band 700/850 MHz; 6 dual band 1900/2100 MHz antennas | 12x30 | tower designed as a faux tree (monopine); faux tree branches extend to 97' | propane generator | 130 hours
Petition No. 1175 | Southington | Lake Compounce Amusement Park | Verizon | Festival Fun Parks | rooftop | 26.4 | 22.3 | 209.7 | 2100 MHz canister antenna | 8x8 pad | install small cell attached to rooftop
Petition No. 1174 | Southington | Lake Compounce Amusement Park | Verizon | Festival Fun Parks | rooftop | 40.9 | 32.9 | 223.8 | 2100 MHz canister antenna |  | install small cell in faux chimney attached to rooftop
Petiton No. 444 | Southington | Rahlene Drive | Nextel | CL&P | utility pole | 111 | 91 | 279 | 12 DB844H90E panel antennas | 12x16 | CL&P Structure # 767, 1-GPS on equip. bldg
| Sprague | North Main Street | Verizon | Town of Sprague | self-support lattice | 165 | 175 |  | install 12 panel antennas | 12x30
| Sprague | North Main Street | Cingular | Town of Sprague | self-support lattice | 175 | 175 |  | install 6 panel antennas | 12x20
| Sprague | North Main Street | Verizon | Town of Sprague | self-support lattice | 165 | 175 |  | replace 6 of 12 existing antennas with 3 PCS and 3 LTE antennas
| Sprague | North Main Street | AT&T | Town of Sprague | self-support lattice | 175 | 175 |  | add 3 multi-band antennas to 6 GSM/UMTS antennas |  | 4G/LTE upgrade
| Sprague | North Main Street | Verizon | Wireless Solutions, LLC | self-support lattice | 165 | 175 |  | remove 6 antennas, install 3 700, 3 1900, and 3 2100 MHz antennas
| Sprague | North Main Street | Verizon | Wireless Solutions, LLC | self-support lattice | 165 | 175 |  | replace 6 antennas w/ 3 1900 MHz & 3 2100 MHz antennas; add 9 RRHs
| Sprague | North Main Street | AT&T | Wireless Solutions, LLC | self-support lattice | 175 | 175 |  | replace 3 antennas w/ 3 700/1900 MHz antennas; add 3 RRHs
Docket No. 34 | Stafford | Chestnut Hill Road | Continental Cablevision | Continental Cablevision | self-support lattice |  | 150 | 900 | 6-UHF, 5-VHF, 5-10' +2-8' + 1-6' dishes | 30x30
| Stafford | Chestnut Hill Road | Yankee Microwave | Continental Cablevision | self-support lattice | 145 | 150 | 900 | 1-6' dish
| Stafford | Chestnut Hill Road | EMI | Continental Cablevision | self-support lattice | 80 | 150 | 900 |  |  | lat:41-58-39; Long:72-23-01
| Stafford | Chestnut Hill Road | Pagenet | Continental Cablevision | self-support lattice | 146 | 150 | 900 | 1 whip, 1 dish
Petition No. 573 | Stafford | Chestnut Hill Road | VoiceStream | Tower Ventures, Inc. | self-support lattice | 177 | 180 | 895 |  |  | equipment cabinets on concrete pad
| Stafford | Chestnut Hill Road | Verizon | Tower Ventures, Inc. | self-support lattice | 150 | 180 | 895 | add 12 panel antennas | 12x30
| Stafford | Chestnut Hill Road | Cingular | Tower Ventures, Inc. | self-support lattice | 167 | 180 | 895 | install up to 12 CSS DUO 1417-8686 panel antennas | 12x20
| Stafford | Chestnut Hill Road | AT&T | Tower Ventures, Inc. | self-support lattice | 167 | 180 | 895 | remove 6 existing antennas and 12 TMAs; install 6 new antennas and 6 TMAs
| Stafford | Chestnut Hill Road | Verizon | SBA | self-support lattice | 167 | 180 | 895 | replace 12 existing antennas with 6 new cellular, 3 new PCS, and 3 new LTE antennas
| Stafford | Chestnut Hill Road | AT&T | SBA | self-support lattice | 170 | 180 | 895 | add 3 LTE antennas to 6 existing antennas
| Stafford | Chestnut Hill Road | AT&T | SBA | self-support lattice |  | 180 | 895 |  |  | istall 50 kW diesel generator for backup power | diesel generator
| Stafford | Chestnut Hill Road | Verizon | SBA | self-support lattice | 150 | 180 | 895 | replace 6 antennas with 3 new 700/2100 MHz antennas and 3 new 1900 MHz antennas |  | install 9 new RRHs and 3 new antenna cables
| Stafford | Chestnut Hill Road | T-Mobile | SBA | self-support lattice | 177 | 180 | 895 | remove 3 antennas, install 3 700 and 3 1900 MHz antennas |  |  | BBUx3
| Stafford | Chestnut Hill Road | Verizon | SBA | self-support lattice | 150 | 180 | 895 | replace 6 ant w/ 3 700/2100 MHz & 3 1900 MHz ant; add 9 RRHs
| Stafford | Chestnut Hill Road | T-Mobile | SBA | self-support lattice | 175 | 180 | 895 | replace 3 antennas w 3 x 600/700 MHz antennas; add 3 rru's
| Stafford | Hampden Road | Sprint | Cordless Data Transfer | guyed-lattice | 170 | 180 |  |  |  | install 4 kW ReliOn fuel cell for backup power | fuel cell backup
| Stafford | Hampden Road | Sprint | Cordless Data Transfer | guyed-lattice | 170 | 180 |  | replace 6 existing CDMA antennas with 3 dual band antennas |  | 4G/LTE upgrade
| Stafford | Hampden Road | Sprint | Cordless Data Transfer | guyed-lattice | 171 | 180 |  | Install 3 x 2500 MHz antennas and 6 RRHs
Docket No. 212 | Stafford | Stafford Street | Sprint | Sprint | monopole | 147.5 | 150 | 955 | 12 panel antennae |  | GPS @ 75', 8.5x20 pad for equipment
| Stafford | Stafford Street | Cingular | Sprint | monopole | 137.5 | 150 | 955 | install 6 panel antennas | 12x20 | 50-kW diesel backup generator | diesel generator
| Stafford | Stafford Street | AT&T | Crown Castle | monopole | 140 | 150 | 955 | add 3 LTE antennas to 3 existing GSM and 3 existing UMTS antennas
| Stafford | Stafford Street | Sprint | Crown Castle | monopole |  | 150 | 955 |  |  | install 1 RRH cabinet and 1 fiber junction box
| Stafford | Stafford Street | Verizon | Crown Castle | monopole | 127 | 150 | 955 | install 3 LTE and 3 AWS antennas | 12x30
| Stafford | Stafford Street | Verizon | Crown Castle | monopole | 127 | 150 | 955 | replace 6 ant w/ 3 700 MHz, 3 2100 MHz; replace 6 RRHs
| Stafford | Stafford Street | Sprint | Crown Castle | monopole | 152 | 150 | 955 | repca 6 antennas w 3x8501900MHz & 3x2500Mhz antennas;ad 12 RRU's
| Stafford | Old County Road | Verizon | SBA | monopole | 178 | 180 |  | 12 Swedcom ALp09011 antennae | 12x30 | Diesel generator or for emergency use and 1 GPS receiver @ 75' | diesel generator
| Stafford | Old County Road | AT&T Wireless | SBA | monopole | 167 | 160 |  | 6 panel (Allgon 7250) | cabinets
| Stafford | Old County Road | Cingular | SBA | monopole | 157 | 180 |  | add up to 12 CSS DUO4-8670 panel antennas | 12x20
| Stafford | Old County Road | Cingular | SBA | monopole | 157 | 180 |  | remove 3 existing antennas and install 3 new ones |  | install 3 diplexers
| Stafford | Old County Road | Pocket (now MetroPCS) | SBA | monopole | 167 | 180 |  | flush mount 3 antennas
| Stafford | Old County Road | Verizon | SBA | monopole | 177 | 180 |  | replace 6 existing PCS antennas with 3 new PCS and 3 new 700 MHz antennas
| Stafford | Old County Road | AT&T | SBA | monopole | 159 | 180 |  | replace 3 of 6 existing GSM/UMTS antennas with 3 new GSM/UMTS antennas and add 3 LTE antennas
| Stafford | Old County Road | T-Mobile | SBA | monopole | 167 | 180 |  | replace 3 3G antennas with 3 4G antennas |  | T-Mobile merges with MetroPCS
| Stafford | Old County Road | Verizon | SBA | monopole | 177 | 180 |  | replace 12 ant. w/ 3 700 MHz, 3 850 MHz, 3 1900 MHz, 3 2100 MHz & 6 RRHs |  | 2 cables inside monopole
| Stafford | South Road | AT&T | Cordless Data Transfer | guyed-lattice | 150 | 180 |  | add 6 Allgon 7250.03 panel antennas |  | up to 4 equipment cabinets on concrete pad
| Stafford | South Road | Cingular | Cordless Data Transfer | guyed-lattice | 150 | 180 |  | replace 3 existing antennas with 3 new ones |  | add 6 tower mount amplifiers
| Stafford | South Road | Cingular | Cordless Data Transfer | guyed-lattice |  | 180 |  |  |  | extend equipment pad
| Stafford | South Road | AT&T | Cordless Data Transfer | guyed-lattice | 150 | 180 |  | add 3 LTE antennas to 3 existing GSM/UMTS antennas
| Stafford | South Road | Verizon | Cordless Data Transfer | guyed-lattice | 140 | 180 |  | install 12 antennas - 3 cellular, 3 PCS, 3 AWS, & 3 LTE
| Stafford | South Road | Sprint | Cordless Data Transfer | guyed-lattice | 180.5 | 180 |  | replace 6 existing CDMA antennas with 3 dual band antennas |  | 4G/LTE upgrade
| Stafford | South Road | Sprint | Cordless Data Transfer | guyed-lattice | 180 | 180 |  | Install 3 x 2500 MHz antennas and 6 RRHs
| Stafford | South Road | AT&T | Cordless Data Transfer | guyed-lattice | 150 | 180 |  | replace 3 w 3 x 700MHz antennas; add 3 RRHs
Docket No. 165 | Stafford | Brendan Street | BAM | BAM | monopole | 113 | 115 | 755 | 9-4'x2.5' panels | 12x30
| Stafford | Brendan Street | BAM | [7 empty] | Transfer of Certificate from BAM to Crown Castle LLC
| Stafford | Brendan Street | SCLP | Crown | monopole | 90 | 115 | 755 | 12 - panel antennas | 12x26
| Stafford | Brendan Street | Sprint | Crown | monopole | 100 | 115 | 755 | 12 - panel antennas | 8x20 pad
| Stafford | Brendan Street | Nextel | Crown | monopole | 76 | 115 | 755 | 12 - panel antennas | 10x20
| Stafford | Brendan Street | SNET/Cingular | Crown | monopole | 90 | 115 | 755 | replace existing with 9 DUO4-8670 antennas, 6 tower mount amplifiers, 3 diplexers, 1 LMU
Petition No. 642 | Stafford | Brendan Street | T-Mobile | Crown | monopole | 125 | 115 | 755 | add three EMS RR90-17-02DP antennas | pad | add 10-foot pipe mast extension
| Stafford | Brendan Street | Cingular | Crown | monopole | 90 | 115 | 755 | remove 3 existing antenas, istall 3 new ones |  | install 6 diplexers
| Stafford | Brendan Street | Verizon | Crown | monopole | 115 | 115 | 755 | replace 12 existing antennas with 6 new cellular and 6 new PCS antennas | 12x30
| Stafford | Brendan Street | Verizon | Crown | monopole | 115 | 115 | 755 | replace 12 existing antennas with 6 new cellular, 3 PCS, and 3 LTE antennas
| Stafford | Brendan Street | AT&T | Crown Castle | monopole | 90 | 115 | 755 | replace 3 of 6 existing GSM antennas with 3 LTE antennas; retain 3 existing UMTS antennas
| Stafford | Brendan Street | Sprint | Crown Castle | monopole |  | 115 | 755 |  |  | install 1 RRH cabinet and 1 fiber junction box
| Stafford | Brendan Street | Verizon | Crown Castle | monopole | 115 | 115 | 755 | replace 3 of 12 existing antennas with 3 LTE antennas
| Stafford | Brendan Street | Verizon | Crown Castle | monopole |  | 115 | 755 |  |  | replace 500 gallon propane tank with 1000 gallon tank for backup generator | propane generator
| Stafford | Brendan Street | Verizon | Crown Castle | monopole | 115 | 115 | 755 | replace 12 antennas w/ 3 700 MHz, 3 850 MHz, 3 1900 MHz, 3 2100 MHz & 6 RRHs
Sub-petition No. 1133 | Stafford | Brendan Street | T-Mobile | Crown Castle | monopole | 123 | 129 | 755 | remove 3 antennas and install 3 700 and 3 1900/2100 MHz antennas |  | remove 10-foot pipe mast, install 14-foot monopole extension w/ t-arm mounts @ 123' (EFR 1133) | BBU
| Stafford | Brendan Street | Verizon | Crown Castle | monopole | 115 | 129 | 755 | replace 6 antennas w/ 3 700/2100 MHz, and 3 1900 MHz, replace 3 RRHs with 3 RRHs and install & 6 new RRHs
| Stafford | Brendan Street | Sprint | Crown Castle | monopole | 104 | 129 | 775 | replace 3 antennas w 3 x 850/1900 MHz & install 3x2500 MHz antennas; add 9 rru's
| Stafford | Brendan Street | T-Mobile | Crown Castle | monopole | 125 | 129 | 775 | remove 6 ntennas & install 8x 1900MHz & 4x600/700MHz & 4 x rru's
| Stafford | Brendan Street | AT&T | Crown Castle | monopole | 95 | 129 | 755 | replace 6 antennas w 3 x 2100 MHz & 3 x 700/1900 MHz antennas
Docket No. 213 | Stafford | Stony Lane | Sprint | Sprint | monopole | 120 | 120 | 676 | 12 panel antennas |  | Waiting for D&M plan
| Stafford | Stony Lane | Verizon | Sprint | monopole | 110 | 120 | 676 | 12 panel antennas | 12x30
| Stafford | Stony Lane |  | TowerCo, LLC | monopole |  | 120 | 676 |  |  | Transfer of Certificate from Sprint
| Stafford | Stony Lane | Verizon | TowerCo, LLC | monopole | 108 | 120 | 676 | add 3 LTE antennas to 12 existing antennas
| Stafford | Stony Lane | Verizon | TowerCo, LLC | monopole | 108 | 120 | 676 | replace 1 of 15 existing antennas with 1 new LTE antenna
| Stafford | Stony Lane | Sprint | American Tower | monopole | 118 | 120 | 676 | remove 6 antennas, install 3 800/1900/2500 MHz antennas; add 12 RRHs
| Stafford Springs | Tolland Avenue | AT&T | Cordless Data Transfer | guyed-lattice | 180 | 180 |  | 6 Allgon 7250.03 panel antennas | pad | up to four equipment cabinets on concrete pad
| Stafford Springs | Tolland Avenue | Cingular | Cordless Data Transfer | guyed-lattice | 180 | 180 |  | install 12 panel antennas | 12x20 | replaces AT&T antennas above
| Stafford Springs | Tolland Avenue | AT&T | Cordless Data Transfer | guyed-lattice | 177 | 180 |  | add 3 LTE antennas to 6 existing GSM/UMTS antennas
| Stafford Springs | Tolland Avenue | AT&T | Cordless Data Transfer | guyed-lattice | 177 | 180 |  | replace 3 antennas w 3 x 1900/2300 MHz antennas; add 6 RRU's
Petitin No. 1303 | Stamford | East Main Street | Verizon | 1069 East Main Street LLC | rooftop | 43 | 44 |  | install 6 antennas on t-arms; install 9 RRHs | cabinet on roof |  | 25-kW natural gas
Docket No. 45 | Stamford | Newfield Avenue | SNET Cellular | SNET Cellular | monopole | 150 | 150 | 225 | (4-6)- 12' whips | 20x24
| Stamford | Newfield Avenue | SCLP | SNET/SCLP | monopole | [5 empty] | Transfer of Certificate from SNET to Springwich Cellular Limited Partnership
| Stamford | Newfield Avenue | SCLP | SNET/SCLP | monopole |  | 150 | 225 |  |  | change from 13' omni to Directional panel antennas , Approx. 4'ional antennas
| Stamford | Newfield Avenue | SNET/SCLP | SNET/SCLP | monopole | 132 | 150 | 225 | 9 directional | 15x26 | BAM to share w/ SCLPwich
| Stamford | Newfield Avenue | SCLP/Nextel | SCLP | monopole | 133 | 150 | 225 | 6 antenas added | 12x20 | Smart (Nextel) added antennas
| Stamford | Newfield Avenue | Omni | SNET/SCLP | monopole | 160 | 150 | 225 | 1-72"x16" diameter canister |  | 1-EMS TR90-17, 1-GPS
| Stamford | Newfield Avenue | Sprint | SNET/SCLP | monopole | 120 | 150 | 225 | 9-5' panels- DB 980, GPS |  | Replace 150' mono with new 150' monopole
| Stamford | Newfield Avenue | AT&T Wireless | SNET/SCLP | monopole | 110 | 150 | 225 | 12-panels | 12x20
| Stamford | Newfield Avenue | AT&T Wireless | SNET/SCLP | monopole | 110 | 150 |  | 3 panel |  | replace 3 existing panel, install new equipment in existing shelter
Petition No. 558 | Stamford | Newfield Avenue | Omnipoint/VoiceStream | American Tower | monopole | 161 | 152 | 225 | install 11'6" tall, 16" diameter pipe mast extension for 12 EMS RR90-17-02DP antennas |  | Nortel S8000 cabinet installed on existing 12x10 concrete pad
| Stamford | Newfield Avenue | Cingular | SNET/SCLP | monopole | 150 | 150 |  | upgrade for GSM service
| Stamford | Newfield Avenue | T-Mobile (VoiceStream) | American Tower | monopole | 160 | 150 |  | E911 upgrade
| Stamford | Newfield Avenue | AT&T Wireless | American Tower | monopole |  | 152 | 225 | add GPS antenna for E911
| Stamford | Newfield Avenue | Verizon | American Tower | monopole | 147.5 | 152 | 225 | replace 6 cellular antennas with 6 PCS antennas
| Stamford | Newfield Avenue | New Cingular | American Tower | monopole | 152 | 152 | 225 | remove 9 cellular antennas, install 6 dual band antennas
| Stamford | Newfield Avenue | Cingular/AT&T | American Tower | monopole |  | 152 | 225 | remove all AT&T ground equipment
| Stamford | Newfield Avenue | Verizon | American Tower | monopole | 143 | 152 | 225 | replace 6 cellular antennas with 6 new cellular antennas
| Stamford | Newfield Avenue | Sprint/Nextel | American Tower | monopole | 131.5 | 152 | 225 | replace 3 iDEN antennas with 3 WiMAX antennas |  | add 1 GPS antenna to existing shelter
| Stamford | Newfield Avenue | CL&P | American Tower | monopole | 105 | 152 | 225 | install Sensus Advanced Meter Infrastructure antenna
| Stamford | Newfield Avenue | T-Mobile | American Tower | monopole | 160 | 152 | 225 | replace 3 existing antennas and 3 TMAs with 3 new antennas and 3 TMAs |  | UMTS upgrade
| Stamford | Newfield Avenue | Clearwire | American Tower | monopole | 137 | 152 | 225 | install 3 panel antennas, 3 TMAs, 2 microwave dishes
| Stamford | Newfield Avenue | Verizon | American Tower | monopole | 143 | 152 | 225 | replace 6 existing PCS antennas with 3 new PCS and 3 new 700 MHz antennas
| Stamford | Newfield Avenue | AT&T | American Tower | monopole | 150 | 152 | 225 | add 3 antennas and 6 RRHs to 6 existing antennas and 12 TMAs
| Stamford | Newfield Avenue | Sprint | American Tower | monopole | 120 | 152 | 225 | replace 6 CDMA antennas with 3 dual-band antennas |  | 4G/LTE upgrade
| Stamford | Newfield Avenue | Verizon | American Tower | monopole | 143 | 152 | 225 | replace 6 of 12 existing antennas with 6 new cellular antennas
| Stamford | Newfield Avenue | Verizon | American Tower | monopole | 143 | 152 | 225 | replace 9 of 12 existing antennas with 3 new cellular, 3 new LTE, and 3 new AWS antennas
| Stamford | Newfield Avenue | Sprint | American Tower | monopole | 120 | 152 | 225 | install 3 new LTE antennas
| Stamford | Newfield Avenue | Verizon | American Tower | monopole | 143 | 152 | 225 | replace 1 of 12 existing antennas with 1 new 850 MHz CDMA antenna
| Stamford | Newfield Avenue | AT&T | American Tower Corporation | monopole | top | 148 | 225 | replace 3 antennas with 3 850/2300 MHz antennas
| Stamford | Newfield Avenue | Verizon | American Tower | monopole | 143 | 148 | 225 | replace 9 ant w/ 9 new ant; replace 3 RRHs, install 6 new RRHs
| Stamford | Newfield Avenue | T-Mobile | American Tower | monopole | 161 | 148 | 225 | replace 3 ant w/ 3 700/1900/2100 MHz ant
| Stamford | Newfield Avenue | AT&T | American Tower | monopole | 152 | 148 | 225 | replace 3 ant and 3 RRHs
| Stamford | Newfield Avenue | Sprint | American Tower | monopole | 120 | 148 | 225 | add 3 2500 MHz antennas; add 3 RRHs
| Stamford | Newfield Avenue | AT&T | American Tower | monopole | 148 | 148 | 225 | install 3 700 MHz antennas; add 6 RRHs
| Stamford | Newfield Avenue | Sprint | American Tower | monopole | 120 | 150 | 225 | install 3 new 850/2500 MHz antennas; add 6 RRU's
| Stamford | Newfield Avenue | T-Mobile | American Tower | monopole | 160 | 150 | 225 | replace 3 antennas w 3 x 600/700/1900/2100 MHz antennas | replace 3 rru's | replace existing mount with new antenna mount
| Stamford | Newfield Avenue | T-Mobile | American Tower | monopole | 160 | 148 | 225 | replace 3 antennas w 3 x 600/700 MHz antennas & 12 inactive antennas w 3 x 2100 Mhz & 3x1900/2100 Mhz antennas;
Petition No. 1361 | Stamford | Newfield Avenue | AT&T | WCL Limited Pertnership | monopole | 71 | 75 |  | install 3 700/2300 MHz flush mounted antennas ; add 15 rru's | 2 x cabinets; | 35 foot pole with antennas mounted internally installed on the rooftop
| Stamford | Catoona Lane | SCLP | AT&T | self-support lattice | missing | 300 | 50 | n/a |  | change from 13' omni to Directional panel antennas , Approx. 4' panel antennas
| Stamford | Catoona Lane | AT&T | AT&T | self-support lattice | 50 | 300 | 50 | n/a |  | no active antennas in use - Fall 1997
| Stamford | Catoona Lane | Smart SMR(Nextel) | AT&T | self-support lattice | 220 | 300 | 50 | 8 panels
| Stamford | Catoona Lane | Sprint | AT&T | self-support lattice | 154 | 300 | 50 | 9 panel antennas |  | 8x11 slab foundation for euip.
| Stamford | Catoona Lane | OMNI | AT&T | self-support lattice | 267 | 300 | 50 | Add 6-5' panels |  | Install 6 Celwave APN199015-2t2, 1 equip cabinet
| Stamford | Catoona Lane | SNET/SCLP | AT&T | self-support lattice | 315 | 300 | 50 | 9 panels, 1-whip
| Stamford | Catoona Lane | AT&T Wireless | AT&T | self-support lattice | 242 | 300 | 50 | 9-panels |  | 6-DAPA 58010 at 242, 3-DAPA 58010, Remove 4 horn antennas
| Stamford | Catoona Lane | VoiceStream | American Tower Management, Inc | self-support lattice | 267 | 300 | 50 | 9-panel antennas
| Stamford | Catoona Lane | XM Satellite | American Tower Management, Inc | self-support lattice | 250(ant);20(dish) | 300 | 50 | 70" whip antenna; 26" dish
| Stamford | Catoona Lane | AT&T Wireless | American Tower | self-support lattice | 242, 222 | 300 | 50 | 3 panel |  | replace 3 antennas, install new equipment in existing shelter
| Stamford | Catoona Lane | Marcus | American Tower | self-support lattice | see comments | 300 | 50 | 1 15' whip at 189, 2 15' whips at 209, 1 dish at 300, 1 15' whip at 300 | 4 cabinets | PE recommends strengthening of specific structural members
| Stamford | Catoona Lane | Cingular | American Tower | self-support lattice | 315 | 300 | 50 | upgrade for GSM service
| Stamford | Catoona Lane | T-Mobile (VoiceStream) | American Tower | self-support lattice | 267 | 300 | 50 | E911 upgrade
| Stamford | Catoona Lane | AT&T | American Tower | self-support lattice | n/a | 300 | 50 | add GPS antenna for E911
| Stamford | Catoona Lane | Skytel | American Tower | self-support lattice | 307 | 300 | 50 | 10' whip antenna for paging
| Stamford | Catoona Lane | US Coast Guard | American Tower | self-support lattice | var | 300 | 50 | install various antennas at different hts |  | install propane-fueled backup generator | propane generator
| Stamford | Catoona Lane | Cingular/AT&T | American Tower | self-support lattice | n/a | 300 | 50 | remove all AT&T ground equipment
| Stamford | Catoona Lane | MetroPCS of New York | American Tower | self-support lattice | 160 | 300 | 50 | install 3 panel antennas | platform | install 3 equipment cabinets; GPS antennas on ice bridge
| Stamford | Catoona Lane | Sprint Nextel | American Tower | self-support lattice | 150 | 300 | 50 | replace 6 CDMA antennas with 3 new WiMAX and 3 new CDMA antennas |  | install 1 WiMAX radio cabinet, 1 WiMAX power cabinet, and 1 PPC cabinet
| Stamford | Catoona Lane | MediaFLO | American Tower | self-support lattice | 283 | 300 | 50 | install 12' pylon antenna; install 2 satellite dishes on ground | 12x20 | GPS antenna on equipment shelter
| Stamford | Catoona Lane | Cingular | American Tower | self-support lattice | 294 | 300 | 50 | remove 15 existing antennas; install 3 new antennas and 6 TMAs
| Stamford | Catoona Lane | Cingular/AT&T | American Tower | self-support lattice | see comments | 300 | 50 | remove all AT&T equipment at 237' and 250'; install 3 antennas and 6 diplexers at 294'
| Stamford | Catoona Lane | CL&P | American Tower | self-support lattice | 142 | 300 | 50 | install Sensus Advanced Meter Infrastructure antenna
| Stamford | Catoona Lane | T-Mobile | American Tower | self-support lattice | 165 | 300 | 50 | add 1 antenna and replace 2 existing antennas with 2 UMTS antennas
| Stamford | Catoona Lane | Clearwire | American Tower | self-support lattice | 167, 300 | 300 | 50 | install 3 antennas and 3 TMAs at 167'; install 3 microwave dishes at 300'
| Stamford | Catoona Lane | Sprint Nextel | American Tower | self-support lattice | 150 | 300 | 50 | replace 3 of 9 existing antennas; install 3 TMAs
| Stamford | Catoona Lane | AT&T | American Tower | self-support lattice | 236 | 300 | 50 | relocate 6 antennas and 6 TMAs to new height and add 3 antennas and 6 TMAs
| Stamford | Catoona Lane | Sprint | American Tower | self-support lattice | 150 | 300 | 50 | replace 6 CDMA antennas with 3 dual-band antennas |  | 4G/LTE upgrade
| Stamford | Catoona Lane | T-Mobile | American Tower | self-support lattice | 267 | 300 | 50 | replace 6 antennas with 6 multi-band quad pole antennas |  | 4G/LTE upgrade
| Stamford | Catoona Lane | Sprint | American Tower | self-support lattice | 154 | 300 | 50 | install 3 new LTE antennas
| Stamford | Catoona Lane | AT&T | American Tower | self-support lattice | 235 | 300 | 50 | retain 3 of 9 existing antennas and add 9 new LTE antennas
| Stamford | Catoona Lane | Sirius XM Radio | American Tower | self-support lattice | 268 | 300 | 50 | replace 1 omni-directional antenna with 2 omni-directional antennas
| Stamford | Catoona Lane | Senet | American Tower Corporation | self-support lattice | 268 | 300 | 50 | install whip antenna @ 130'
| Stamford | Catoona Lane | T-Mobile | American Tower Corporation | self-support lattice | 265 | 300 | 50 | install 3 700 MHz antennas
| Stamford | Catoona Lane | AT&T | American Tower Corporation | self-support lattice | 235 | 300 | 50 | replace 3 antennas with 3 850/2300 MHz antennas
| Stamford | Catoona Lane | T-Mobile | American Tower Corporation | self-support lattice | 265 | 300 | 50 | replace 3 ant. w/ 3 1900/2100 MHz antennas
| Stamford | Catoona Lane | Verizon | American Tower Corporation | self-support lattice | 92 | 300 | 50 | install 12 ant and 9 RRHs | 12'x26' | EFR 1133; 2 equipment cabinets
| Stamford | Catoona Lane | AT&T | American Tower Corporation | self-support lattice | 235 | 300 | 50 | replace 3 ant w/ 3 1900 MHz; replace 3 RRHs
| Stamford | Catoona Lane | AT&T | American Tower Corporation | self-support lattice | 235 | 300 | 50 | install 3 700/2100 MHz antennas; add 6 RRHs
| Stamford | Catoona Lane | T-Mobile | American Tower Corporation | self-support lattice | 265 | 300 | 50 | replace 6 antennas w 3x2100MHz & 3x600/7002100MHz antennas; swap 3 rru's
| Stamford | Catoona Lane | Sprint | American Tower Corporation | self-support lattice | 150 | 300 | 50 | replace 3 with 3 x 2500 MHz antennas ; remove 3 rru's
| Stamford | Catoona Lane | Sigfox | American Tower Corporation | self-support lattice | 292 | 300 | 50 | install 1 x 900 MHz antenna on standoff/support-arm antenna mount | 1 equipment cabinet in existing ATC shelter | tower share
Petition No. 1210 | Stamford | West main Street | Verizon | Verizon | rooftop | 42.4 | 42.9 | 49 | install 2 x 1900 MHz & 2 x 2100MHz antennas on 2 small towers mounted on a rooftop; add 4 x rru's
Petiton No. 1282 | Stamford | Harbor Drive | AT&T | HPHV Direct | rooftop | 82'9" | 72'9" |  | install 4 antennas and 7 RRHs on penthouse on office building | 11.5x16 | antennas and equipment on roof of building | battery backup | 4 to 6 hours
Docket No. 29 | Stamford | Tresser Boulevard | Cablevision of Conn. | Tresser Partners L.P. | rooftop | 216 | 208 | 15 | 1-8' dish, 12 VHF/UHF antennas |  | Atop a 23 story building
Docket No. 73 | Stamford | Tresser Boulevard | BAM | Cablevision of Ct | rooftop | 220 | 220 | 10 | 2-6' dish, 2-11' whips, 3-8' refl. ant | pent | dishes @ 215, trans @ 220, rec @ 210
| Stamford | Tresser Boulevard | BAM | Cablevision of Ct | rooftop | 206 | 220 | 10 | 5-ALP 11008, 10 ALP 9209 |  | Replace Antennas
| Stamford | Tresser Boulevard | BAM | Cablevision of Ct | rooftop |  | 220 | 10 |  |  | change base station equip
| Stamford | Tresser Boulevard | Verizon | Cablevision of Ct | rooftop |  | 220 | 10 | replace 6 of 12 existing cellular antennas with 6 PCS antennas
| Stamford | Tresser Boulevard | Verizon | Cablevision of Ct | rooftop | 208 | 220 | 10 | replace 12 existing antennas with 6 new cellular, 3 PCS, and 3 LTE antennas
| Stamford | Tresser Boulevard | Verizon | Cablevision of Ct | rooftop | 208 | 220 | 10 | replace 3 existing PCS antennas (out of a total of 12 antennas) with 3 new PCS antennas and add 3 LTE antennas
| Stamford | Tresser Boulevard | Verizon | Cablevision of Ct | rooftop | 205 | 220 | 10 | replace 9 of 12 existing antennas with 3 new cellular, 3 new LTE, and 3 new AWS antennas
| Stamford | Tresser Boulevard | Verizon | Cablevision of Ct | rooftop | 208 | 220 | 10 | replace 9 of 12 existing antennas with 3 new 1900 MHz CDMA, 3 new 700 MHz LTE, and 3 new 2100 MHz LTE antennas
| Stamford | Tresser Boulevard | Verizon | Cornerstone | rooftop | 205 | 220 | 10 | 3 RRHs
| Stamford | Tresser Boulevard | Verizon | Cornerstone | rooftop | 208 | 220 | 10 | remove 9 antennas and install 4 700/1900 MHz and 4 850/2100 MHz antennas; remove 6 RRHs, install 16 RRHs
| Stamford | Old Long Ridge Road | Sprint | Long Ridge Fire Dept | self-support lattice | 128 | 152 | 599 | 60"x6.1"x2.8" antennas | 8x10.5 | DB980 H90E-M antennas
| Stamford | Old Long Ridge Road | Nextel | Long Ridge Fire Dept | self-support lattice | 119 | 152 | 599 | 12 Bd00844H90 panel antennas | 7x11
| Stamford | Old Long Ridge Road | AT&T | Long Ridge Fire Dept | self-support lattice | 148 | 152 | 599 | add 6 Allgon 7250.02 panel antennas |  | 2 equipment cabinets on 5x6 concrete pad
| Stamford | Old Long Ridge Road | Cingular | Long Ridge Fire Dept | self-support lattice | 148 | 152 | 599 | remove 3 existing antennas and install 3 new ones |  | install 6 tower mount amplifiers; remove 1 equipment cabinet & install 1 new one
| Stamford | Old Long Ridge Road | Cingular | Long Ridge Fire Dept | self-support lattice |  | 152 | 599 |  |  | extend equipment pad
Petition No. 985 | Stamford | Old Long Ridge Road | T-Mobile | Long Ridge Fire Dept | self-support lattice | 108 | 152 | 599 | install 3 panel antennas
| Stamford | Old Long Ridge Road | Sprint Nextel | Long Ridge Fire Dept | self-support lattice | 128 | 152 | 599 | replace 3 of 6 existing antennas; install 2 TMAs
| Stamford | Old Long Ridge Road | AT&T | Long Ridge Fire Dept | self-support lattice | 145 | 152 | 599 | add 3 LTE antennas to 3 existing GSM/UMTS antennas |  | 4G/LTE upgrade
| Stamford | Old Long Ridge Road | Sprint | Long Ridge Fire Dept | self-support lattice | 128 | 152 | 599 | replace 6 existing CDMA antennas with 3 dual-band antennas |  | 4G/LTE upgrade
| Stamford | Old Long Ridge Road | Sprint | Long Ridge Fire Dept | self-support lattice | 128 | 152 | 599 | add 3 new CDMA/LTE antennas to 3 existing ones
| Stamford | Old Long Ridge Road | Verizon | Long Ridge Fire Dept | self-support lattice | 98 | 152 | 599 | install 12 antennas - 3 cellular, 3 PCS, 3 AWS, & 3 LTE |  |  |  |  | shared
| Stamford | Old Long Ridge Road | AT&T | Long Ridge Fire Company Inc. | self-support lattice | 143 | 152 | 599 | replace 3 antennas with 3 700/850/1900 antennas
| Stamford | Old Long Ridge Road | T-Mobile | Long Ridge Fire Dept | self-support lattice | 118 | 152 | 599 | install 9 antennas and 6 RRHs | 6'x15'pad | Tower Share
| Stamford | Old Long Ridge Road | AT&T | Long Ridge Fire Dept | self-support lattice | 145 | 152 | 599 | replace 3 ant w/ 3 700/800/1900/2300 MHz ant; add 3 TMAs
| Stamford | Old Long Ridge Road | Sprint | Long Ridge Fire Company Inc. | self-support lattice | 128 | 152 | 599 | install 3 2500 MHz antennas; add 3 RRHs
| Stamford | Old Long Ridge Road | Verizon | Long Ridge Fire Company Inc. | self-support lattice | 98 | 152 | 599 | remove 3 antennas; replace 9 antennas w 3x700/850/2100 MHz &3x700/850/1900 MHz & 3x3500 MHz antennas; replace 3 RRUs & install 6 NEW RRUs |  | replace T-Frame antenna mount w sector frame
| Stamford | West Main Street | BAM | Westside Storage Co | self-support lattice/bmonopole | 65 | 90 |  | 4-ALP 9212 at 75, 8-ALP 9212 at 65 |  | 5 story warehouse bldg with 40 self support lattice tower, remove 2 dishes
| Stamford | West Main Street | Verizon | Westside Storage Co | self-support lattice | 65 | 90 |  | replace 6 of 12 cellular antennas with 6 PCS antennas
| Stamford | West Main Street | Verizon | Westside Storage Co | self-support lattice | 82 | 90 |  | replace 12 existing antennas with 6 new cellular, 3 new PCS, and 3 new 700 MHz antennas
| Stamford | West Main Street | Verizon | Westside Storage Co | self-support lattice | 82 | 90 |  | replace 3 of 12 existing antennas with 3 new LTE antennas
| Stamford | West Main Street | Verizon | Westside Storage Co | self-support lattice | 82 | 90 |  | replace 9 of 12 existing antennas with 3 new 700 MHz LTE, 3 new 1900 MHz CDMA, and 3 new 2100 MHz LTE antennas
| Stamford | West Main Street | Verizon | Westside Storage Co | self-support lattice | 82 | 90 |  | add 3 RRHs
| Stamford | West Main Street | Verizon | Storage Works LLC | self-support lattice | 80 | 90 |  | replace 9 ant w/ 3 700/2100 MHz, 3 1900 MHz ant; replace 6 RRHs
| Stamford | West Main Street | Verizon | Storage Works LLC | self-support lattice | 81.5 | 90 |  | replace 3 rru's
Petition No. 128 | Stamford | Main Street | SNET | SNET | self-support lattice | 120 | 125.00* | 10 | 1-10' dish |  | *125' existing tower on roof of 100' SNET building
Petition No. 154 | Stamford | Main Street | SNET | SNET | self-support lattice | 130 | 125 | 10 | Add 4- trans, 2-rec. 13' whips
| Stamford | Main Street | SCLP | SCLP | self-support lattice |  | 125 |  |  |  | add message service alert antenna
| Stamford | Main Street | SCLP | SCLP | self-support lattice | [5 empty] | Transfer of Certificate from SNET to Springwich Cellular Limited partnership
| Stamford | Main Street | SCLP | SCLP | self-support lattice |  | 125 |  |  |  | change from 13' omni to Directional panel antennas , Approx. 4'ional antennas
| Stamford | Main Street | SNET/Windstar | SNET | self-support lattice | 130 | 125 |  | 1-2'dish |  | Winstar wireless added antennas to tower on rooftop of SNET bldg
| Stamford | Main Street | OMNI | SNET | self-support lattice | 88 | 125 |  | 6-panels
| Stamford | Main Street | VoiceStream | SNET | self-support lattice | 111.5 | 125 |  | 6-panel antennas
| Stamford | Main Street | VoiceStream | SNET | self-support lattice | 104 | 125 |  | 12 panel antennae | exist. build. | 6 New antennae. 6 replacement antennae
| Stamford | Main Street | Cingular | SCLP | self-support lattice |  | 125 |  | upgrade for GSM service
| Stamford | Main Street | T-Mobile (VoiceStream) | SCLP | self-support lattice | 111.5 | 125 |  | E911 upgrade
| Stamford | Main Street | Cingular | SCLP | self-support lattice | 135 | 125 |  | replace 9 single band antennas with 6 dual band antennas
| Stamford | Main Street | T-Mobile | SCLP | self-support lattice | 99 | 125 |  | add 3 new antennas and 3 TMAs to 6 existing antennas and 3 TMAs
| Stamford | Main Street | AT&T | SNET | self-support lattice | 20 | 125 |  | add 3 antennas and 6 RRHs to 6 existing antennas and 6 existing TMAs
| Stamford | Main Street | T-Mobile | SBA | self-support lattice | 210 | 225 |  | replace 3 existing antennas with 3 LTE antennas |  | 4G/LTE upgrade
| Stamford | Main Street | T-Mobile | SBA | self-support lattice | 210 | 225 |  | replace 3 existing antennas with 3 LTE antennas |  | resubmittal of expired acknowledgment
| Stamford | Main Street | AT&T | Frontier Communications | self-support lattice | top | 235 |  | replace 6 antennas with six LTE antennas, replace 3 RRHs, install 3 new RRHs
| Stamford | Main Street | T-Mobile | Frontier Communications | self-support lattice | 203 | 231.5 |  | replace 3 antennas with 3 700 MHz antennas
| Stamford | Main Street | AT&T | Frontier Communications | self-support lattice | 235 | 231 |  | replace 6 antennas with 2 700/1900, 2 850/1900, and 2 2300 MHz antennas
| Stamford | Main Street | T-Mobile | Frontier Communications | self-support lattice | 210 | 231 |  | install 3 RRHs
| Stamford | Main Street | AT&T | Frontier Communications | self-support lattice | 235 | 228 |  | replace 6 antennas w 2x850MHz, 2x700/1900MHz & 2x850/700/2300MHz antennas
| Stamford | Main Street | AT&T | Frontier Communications | self-support lattice | 125 | 125 |  | replace 6 antennas w 2x850MHz, 2x700/1900MHz & 2x850/700/2300MHz antennas; install 3x700/2100 MHz; add 9x rru's | add 6 rru's
Petition No. 829 | Stamford | Glenbrook Road | CL&P | CL&P | monopole | 78 | 75 | 52 |  | 10x12 | petition to move location of tower on CL&P property
Petition No. 829 | Stamford | Glenbrook Road | CL&P | CL&P | monopole | 60 | 75
Petition No. 829 | Stamford | Glenbrook Road | Yankee Gas | CL&P | monopole | 70 | 75
| Stamford | Glenbrook Road | NU | CL&P | monopole | 50 | 75 |  | install 1 Advanced Meter System antenna | pad
Petition No. 393 | Stamford | Myrtle Avenue | Sprint | CL&P | utility pole | 135 | 120 |  | 3-52" panels | 8x11 | GPS on 18' pole, Powermount
| Stamford | Myrtle Avenue | Sprint | CL&P | utility pole | 135 | 120 |  | replace 3 of 6 existing antennas; add 2 TMAs
| Stamford | Myrtle Avenue | Sprint | CL&P | utility pole | 135 | 120 |  | replace 6 existing CDMA antennas with 3 dual-band antennas |  | 4G/LTE upgrade
| Stamford | Myrtle Avenue | Sprint | CL&P | utility pole | 135 | 120 |  | replace 3 antennas w 3x 800/1900/2500 MHz antennas | replace 3 rru's
| Stamford | Glenbrook Road | SCLP | Glenbrook Industrial Assoc. | water tank | 103 | 110 |  | 12 ALP 11011N panel antennas | 12x26 | 65 ft water tank on 45 foot building, equip. building on roof
| Stamford | Glenbrook Road | AT&T Wireless | Glenbrook Industrial Assoc. | water tank | 127.6 | 110 |  | 12 ALGON 7184.14 | cabinets | 65 ft water tank on 45 foot building, equip. building on roof
| Stamford | Glenbrook Road | VoiceStream | Glenbrook Indust. Park Assoc. | water tank | 93 | 110 |  | 12-EMS dual-pol antennas | cabinets
| Stamford | Glenbrook Road | Cingular | Glenbrook Industrial Assoc. | water tank | 103 | 110 |  | upgrade for GSM service
| Stamford | Glenbrook Road | T-Mobile (VoiceStream) | Glenbrook Industrial Assoc. | water tank | 93 | 110 |  | E911 upgrade
| Stamford | Glenbrook Road | AT&T Wireless | Glenbrook Industrial Assoc. | water tank |  | 110 |  | add GPS antenna for E911
| Stamford | Glenbrook Road | AT&T Wireless | Glenbrook Industrial Assoc. | water tank |  | 110 |  | add GPS antenna | pad | add equipment cabinet
| Stamford | Glenbrook Road | New Cingular | Glenbrook Industrial Assoc. | water tank | 96 | 110 |  | replace 9 single band antennas with 6 dual band antennas
| Stamford | Glenbrook Road | T-Mobile | Glenbrook Industrial Assoc. | water tank | 84.5 | 110 |  | replace 3 of 9 existing antennas |  | UMTS upgrade
| Stamford | Glenbrook Road | MetroPCS | Glenbrook Industrial Assoc. | water tank | 102 | 110 |  | install 6 Kathrein 800 10504 antennas
| Stamford | Glenbrook Road | Clearwire | Glenbrook Industrial Assoc. | water tank | 93 | 110 |  | install 3 WiMAX antennas and 2 microwave dishes
| Stamford | Glenbrook Road | AT&T | Glenbrook Industrial Assoc. | water tank | 100 | 110 |  | add 3 antennas and 6 RRHs to 6 existing antennas and 12 TMAs
| Stamford | Glenbrook Road | T-Mobile | Glenbrook Industrial Assoc. | water tank | 84.5 | 110 |  | replace 6 of 9 existing antennas with 6 new antennas
| Stamford | Glenbrook Road | AT&T | Glenbrook Industrial Assoc. | water tank |  | 110 |  |  |  | install 50 kW diesel generator for backup power | diesel generator
| Stamford | Glenbrook Road | T-Mobile | Glenbrook Industrial Assoc. | water tank | 85 | 110 |  | replace 3 antennas w/ 3 LTE antennas & 3 RRUs
| Stamford | Glenbrook Road | Sprint | Glenbrook Industrial Assoc. | water tank | 93 | 110 |  | replace nine antennas w 3 x 850/1900MHz & 3x2500MHz antennas; add 9 rru's
| Stamford | Glenbrook Road | T-Mobile | Glenbrook Industrial Assoc. | water tank | 85 | 110 |  | replace 6 antennas w 3x1900/2100MHz & 3x600/700MHz antennas; add 3 rru's
Docket No. 180 | Stamford | Guinea Road | BAM | BAM | monopole | 140 | 160 | 243 | 12-panels | 12x20 | GPS at 75 ft
Docket No. 180 | Stamford | Guinea Road | Nextel | BAM | monopole | 130 | 160 | 243 | 9-panels | 12x20
Docket No. 180 | Stamford | Guinea Road | SCLP | BAM | monopole | 150 | 160 | 243 | 9-panels | 12x26
Docket No. 180 | Stamford | Guinea Road | Sprint | BAM | monopole | 160 | 160 | 243 | 9-panels | 8x12
| Stamford | Guinea Road | AT&T Wireless | BAM | monopole | 108 | 160 | 243 | 9-Allgon 7184 panels |  | Equipment mounted to monopole and foundation
| Stamford | Guinea Road | Metricom | Crown Media | monopole | 98 | 160 |  | 8-triple decibel ISM panel antennas
| Stamford | Guinea Road | XM Satellite | Crown Media | monopole | 88(whip);73(dish) | 160 |  | single whip; 25.25" diam. Dish | conc.pad
| Stamford | Guinea Road | AT&T Wireless | Crown | monopole | 108 | 160 |  | 3 panel | cabinet | replace 3 existing panel, install new cabinet
| Stamford | Guinea Road | Cingular | BAM | monopole | 150 | 160 | 243 | upgrade for GSM service
| Stamford | Guinea Road | T-Mobile | Crown Atlantic | monopole | 120 | 160 | 243 | replace 3 existing with 12 EMS RR90-17-02DP panel antennas
| Stamford | Guinea Road | AT&T Wireless | Crown Atlantic | monopole |  | 160 | 243 | add GPS antenna for E911
| Stamford | Guinea Road | Verizon | Crown Atlantic | monopole | 141 | 160 | 243 | replace 6 cellular antennas with 6 PCS antennas
| Stamford | Guinea Road | Cingular/AT&T | Crown Atlantic | monopole |  | 160 | 243 | remove all AT&T ground equipment
| Stamford | Guinea Road | Verizon | Crown Atlantic | monopole | 137 | 160 | 243 | replace 6 cellular antennas with 6 new cellular antennas
| Stamford | Guinea Road | Sprint/Nextel | Crown Atlantic | monopole | 160 | 160 | 243 | add 3 WiMAX antennas and 2 microwave dishes
| Stamford | Guinea Road | Cingular | Crown Atlantic | monopole | 148 | 160 | 243 | remove 9 existing antennas @ 151' and 9 existing antennas @ 105'; install 6 new antennas, 6 TMAs, 6 diplexers
| Stamford | Guinea Road | T-Mobile | Crown Atlantic | monopole | 118 | 160 | 243 | add 3 antennas and 3 TMAs to existing antenna array
| Stamford | Guinea Road | Verizon | Crown Atlantic | monopole | 137 | 160 | 243 | replace 12 existing antennas with 3 PCS, 6 cellular, and 3 700 MHz antennas
| Stamford | Guinea Road | AT&T | Crown Atlantic | monopole | 148 | 160 | 243 | add 3 antennas and 6 RRHs to 6 existing antennas and 6 TMAs
| Stamford | Guinea Road | T-Mobile | Crown Castle | monopole | 118 | 160 | 243 | replace 6 existing antennas with 3 GSM/UMTS quad pole antennas and 3 LTE quad pole antennas
| Stamford | Guinea Road | Sprint | Crown Castle | monopole | 160 | 160 | 243 | replace 6 CDMA antennas with 3 dual-band antennas |  | 4G/LTE upgrade
| Stamford | Guinea Road | Verizon | Crown Castle | monopole | 142 | 160 | 243 | add 3 AWS antennas to 12 existing antennas
| Stamford | Guinea Road | Sprint | Crown Castle | monopole | 157 | 160 | 243 | add 3 new CDMA/LTE antennas to 3 existing ones
| Stamford | Guinea Road | AT&T | Crown Castle | monopole | 151 | 160 | 243 | replace 3 ant w/ 3 700/1900 MHz; add 3 RRHs
| Stamford | Guinea Road | Sprint | Crown Castle | monopole | 157 | 160 | 243 | add 3 new antennas and 3 Mini-Macros and 5 cables
| Stamford | Guinea Road | Sprint | Crown Castle | monopole | 157 | 160 | 243 | add 6 new antennas, 3 RRUs and 3 Mini-Macros and 4 cables
| Stamford | Guinea Road | Verizon | Crown Atlantic | monopole | 142 | 160 | 243 | replace 9 antennas w/ 3 700 MHz and 3 2100 MHz antennas; replace 3 RRHs, add 3 RRHs
| Stamford | Guinea Road | AT&T | Crown Castle | monopole | 151 | 160 | 243 | replace 3 antennas w 3 x 850/1900 MHz & relocate 3 existing antennas; add 6 rru's
Petition No. 1360 | Stamford | High Ridge Road | Sprint | City of Stamford | guyed-lattice | 69.5 | 70 |  | install 3 panel antennas |  | 40 foot tower mounted on buuilding roof; temporary telecommunications facility
Petition No. 1263 | Stamford | Hamilton Avenue | Verizon | Verizon | rooftop | 30 | 31.4 | 62.2 | install 1900 and 2100 MHz antennas | in basement | install faux chimney tower on roof of building
| Sterling | Ekonk Hill Road | Sprint | SBA | self-support lattice |  | 200 |  | install 1 fiber distribution box; install 3 RRHs on ground; replace 2 equipment cabinets |  | 4G/LTE upgrade
| Sterling | Ekonk Hill Road | Sprint | SBA | self-support lattice | 170 | 200 |  | install 3x2500MHz and replace3x850/1900MHz; add nine RRU
Docket No. 345 | Sterling | Exeter Drive | Verizon | MCFbg Communications | monopole | 137 | 140 | 541 | 12 panel antennas - 6 cellular, 6 PCS | 12x30
| Sterling | Exeter Drive | Cingular | MCFbg Communications | monopole | 127 | 140 | 541 | install 6 panel antennas | 12x20
| Sterling | Exeter Drive |  | SBA | monopole |  | 140 | 541 |  |  | Transfer of Certificate
| Sterling | Exeter Drive | Verizon | SBA | monopole | 137 | 140 | 541 | replace 6 of 12 existing antennas with 3 PCS and 3 LTE antennas
| Sterling | Exeter Drive | AT&T | SBA | monopole | 130 | 140 | 541 | add 3 multi-band antennas to 6 existing GSM/UMTS antennas for LTE purposes
| Sterling | Exeter Drive | Verizon | SBA | monopole | 140 | 140 | 541 | replace 9 ant. w/ 3 850 MHz, 3 1900 MHz, 3 2100 MHz & 6 RRHs
| Sterling | Exeter Drive | AT&T | SBA | monopole | 130 | 140 | 541 | replace 3 antennas w/ 3 LTE antennas; add 3 RRHs
Petition No. 141 | Sterling | Ekonk Hill Road | NECS | DEP | self-support lattice | 65 | 70 | 670 | 2-8' dishes
Docket No. 157 | Sterling | Ekonk Hill Road | DPS | DPS | self-support lattice | 140 | 140 | 670 | 32 antennas | 18x49 | replace 90 tower owned by DEP
| Sterling | Ekonk Hill Road | Quinn. Valley Emerg. Comm | DPS | self-support lattice | 80 | 140 | 670 | 1 dipole antenna
| Sterling | Ekonk Hill Road | Omni | DPS | self-support lattice | 110 | 140 | 670 | 3-4' panels
| Sterling | Ekonk Hill Road | T-Mobile (VoiceStream) | DPS | self-support lattice | 110 | 140 | 670 | E911 upgrade
Petiton No. 765 | Stonington | Wilcox Road | T-Mobile | Optasite | monopole | 97 | 100 | 10 | 3 flush mounted panel antennas | pad | replace an existing 105' lattice tower with a new 100’ monopole
| Stonington | Wilcox Road | MetroPCS | Optasite | monopole | 87 | 100 | 10 | install 6 antennas
| Stonington | Wilcox Road | T-Mobile | SBA | monopole | 96 | 100 | 10 | replace 3 existing antennas with 3 new ones |  | UMTS upgrade
| Stonington | Wilcox Road | T-Mobile | SBA | monopole | 96 | 100 | 10 | replace 3 existing antennas with 3 new 4G antennas |  | 4G/LTE upgrade
| Stonington | Wilcox Road | T-Mobile | SBA | monopole | 96 | 100 | 10 | install 3 2100/700 MHz antennas
| Stonington | Wilcox Road | T-Mobile | SBA | monopole | 96 | 100 | 10 | relocate 6 antennas & install 3x600/700 MHz antennas; replace 3 rru's |  | replace t-arm mounts with new platform mount
Docket No. 399 | Stonington | Pawcatuck Avenue | T-Mobile | T-Mobile | monopole | 117 | 120 | 51 | install 3 antennas | pad |  | battery backup | 20-36 hour capacity
Docket No. 399 | Stonington | Pawcatuck Avenue | Verizon | T-Mobile | monopole | 107 | 120 | 51 | install 12 antennas | 12x30 |  | diesel generator | 48-hour capacity
| Stonington | Pawcatuck Avenue |  | Bay Communications | monopole |  | 120 |  |  |  | Transfer of Certificate from T-Mobile to Bay Communications
| Stonington | Pawcatuck Avenue |  | American Towers, LLC | [6 empty] | Transfer of certificate from Bay Communications to American Towers LLC
| Stonington | South Broad Street | BAM | Stonington, Town of | self-support lattice | 100 | 120 |  | 4-15' whips DB 810 Kxc; install 4 omni-directional antennas | (2) 28"x22" | this tower has been dismantled and replaced by tower at 171-173 So. Broad St.
| Stonington | South Broad Street | Verizon | SBA | self-support lattice | 150 | 180 |  | 12-Decibel antennas; 1 GPS antenna
| Stonington | South Broad Street | VoiceStream | SBA | self-support lattice | 140 | 180 |  | 6 EMS dual-pol antennas | cabinet
| Stonington | South Broad Street | AT&T Wireless | SBA | self-support lattice | 130 | 180 |  | 6 Allgon 7250 panel antennas |  | 2 new, 2 future equipment cabinets in existing equipment building
| Stonington | South Broad Street | T-Mobile (VoiceStream) | SBA | self-support lattice | 140 | 180 |  | E911 upgrade
| Stonington | South Broad Street | Cingular | SBA | self-support lattice | 120 | 180 |  | add up to 12 CSS-DUO-1417-8686 panel antennas | shelter | also add tower top amplifiers and dual-band combiners
| Stonington | South Broad Street | Verizon | SBA | self-support lattice | 150 | 180 |  | replace 6 cellular antennas with 6 PCS antennas
| Stonington | South Broad Street | Cingular/AT&T | SBA | self-support lattice | 130 | 180 |  | decommission AT&T antennas
| Stonington | South Broad Street | Cingular | SBA | self-support lattice | 120 | 180 |  | replace 3 existing antennas with 3 new ones |  | add 3 diplexers
| Stonington | South Broad Street | MetroPCS | SBA | self-support lattice | 130 | 180 |  | install 6 antennas
| Stonington | South Broad Street | T-Mobile | SBA | self-support lattice | 140 | 180 |  | add 3 antennas to 3 existing antennas |  | UMTS upgrade
| Stonington | South Broad Street | AT&T Wireless | SBA | self-support lattice | 120 | 180 |  | remove 6 of 12 existing antennas; install 3 new antennas, 3 TMAs, and 6 RRHs
| Stonington | South Broad Street | Verizon | SBA | self-support lattice | 150 | 180 |  | replace 6 of 12 existing antennas with 3 new PCS and 3 new LTE antennas and add 6 diplexers
| Stonington | South Broad Street | T-Mobile | SBA | self-support lattice | 140 | 180 |  | replace 6 existing antenas with 6 new 4G antennas |  | 4G/LTE upgrade
| Stonington | South Broad Street | Verizon | SBA | self-support lattice | 150 | 180 |  | remove 3 & replace 3 antennas w 3 x 700/2100 MHz antennas | replace 6 rrus & upgrade equipment
| Stonington | Taugwonk Spur Road | AT&T Wireless | SBA | monopole | 160 | 190 | 42 | 12 panel antennas | 12x20
| Stonington | Taugwonk Spur Road | AT&T Wireless | SBA | monopole | n/a | 190 | 42 |  |  | add equipment to existing equipment shelter
| Stonington | Taugwonk Spur Road | AT&T Wireless | SBA | monopole |  | 190 | 42 | add GPS antenna for E911
| Stonington | Taugwonk Spur Road | Verizon | SBA | monopole | 110 | 190 | 42 | remove 5 cellular antennas, replace with 2 cellular and 3 PCS antennas | 12x30
| Stonington | Taugwonk Spur Road | Cingular/AT&T | SBA | monopole | 130 | 190 | 42 | decommission AT&T antennas
| Stonington | Taugwonk Spur Road | MetroPCS | SBA | monopole | 184 | 190 | 42 | install 6 panel antennas
Petition No. 912 | Stonington | Taugwonk Spur Road | CL&P | SBA | monopole | var. | 190 | 42 | install 1 omni antenna @ 112', 1 omni antenna @ 111', 2 omnis @ 150', 1 dipole @ 150' |  | use existing equipment shelter formerly used by AT&T
| Stonington | Taugwonk Spur Road | T-Mobile | SBA | monopole | 173 | 190 | 42 | add 3 AWS antennas and 3 AWS TMAs to 6 existing antennas and 6 TMAs
| Stonington | Taugwonk Spur Road | Sprint | SBA | monopole |  | 190 | 42 | install 1 fiber distribution box; install 3 RRHs on ground; replace 2 equipment cabinets |  | 4G/LTE upgrade
| Stonington | Taugwonk Spur Road | T-Mobile | SBA | monopole | 172.5 | 190 | 42 | replace 6 GSM/UMTS antennas with 3 new GSM/UMTS and 3 new LTE antennas |  | 4G/LTE upgrade
| Stonington | Taugwonk Spur Road | T-Mobile | SBA | monopole | 172.5 | 190 | 42 | install 3 LTE antennas & 3 RRUs
| Stonington | Taugwonk Spur Road | Sprint | SBA | monopole | 145 | 190 | 42 | replace 6 exisiting w 3 x 850/1900MHz & 3x 2500MHz antennas; add 12 RRH
| Stonington | Taugwonk Spur Road | T-Mobile | SBA | monopole | 172.5 | 190 | 42 | replace 3 antennas w 3 x 600/700 MHz antennas, replace 3 rru's
Docket No. 121 | Stonington | Taugwonk Road | SNET Cellular | SNET Cellular | monopole | 150 | 150 | 125 | (4-6)- 12' whips | 20x40 | Alternate off Taugwank Rd
| Stonington | Taugwonk Road | SNET/SCLP | SNET/SCLP | monopole | [5 empty] | Transfer of Certificate from SNET to Springwich Cellular Limited Partnership
| Stonington | Taugwonk Road | SCLP/BAM | SNET/SCLP | monopole | 132 | 150 | 125 | 9 directional |  | Lease a 20'x40' storage unit
| Stonington | Taugwonk Road | SCLP/OMNI | SNET/SCLP | monopole | 162 | 150 | 125 | 1-72"x16" diameter canister | 10x5.5 slab | 1-EMS TRR90-17-000DP-M21
| Stonington | Taugwonk Road | Verizon | SCLP | monopole | 110 | 154'5" |  | Verizon consolidates 3 antenna positions to on 12-panel Antenna mount
| Stonington | Taugwonk Road | Cingular | SepctraSite | monopole | 154 | 150 | 125 | replace existing with 9 CSS DUO1417-8686-4-0, 9 tower mount amplifiers
| Stonington | Taugwonk Road | Cingular | SepctraSite | monopole | 153 | 150 | 125 | remove 9 existing antennas; install 6 new ones |  | add 3 diplexers
| Stonington | Taugwonk Road | Verizon | AT&T | monopole | 114 | 150 | 125 | replace 12 existing antennas with 6 cellular, 3 PCS and 3 LTE antennas
| Stonington | Taugwonk Road | AT&T | AT&T | monopole | 153 | 150 | 125 | add 3 multi-band antennas to 6 GSM/UMTS antennas |  | 4G/LTE upgrade
| Stonington | Taugwonk Road | Verizon | Crown Castle | monopole | 114 | 150 | 125 | replace 3 of 12 existing antennas with 3 new 700 MHz LTE antennas
| Stonington | Taugwonk Road | Verizon | Crown Castle | monopole | 114 | 150 | 125 | replace 6 ant w/ 3 700/1900 Mhz & 3 1900 MHz ant; replace 3 RRHs
| Stonington | Taugwonk Road | AT&T | AT&T | monopole | 153 | 150 | 125 | replace 6 antennas w 3 x 1900/2300 MHz & 3 x 700/850/2100 MHz antennas; replace 3 rrus & install 3 new rrus
| Stonington | Al Harvey Road | Verizon | SBA | monopole | 167, 177 | 180 |  | install 3 LTE antennas @ 167' and 3 AWS antennas @ 177' | 12x30 | tower designed as a flagpole with antennas mounted internally
| Stonington | Al Harvey Road | Verizon | SBA | monopole | 167, 177 | 180 |  | replace 3 antennas at 177' w/ 3 850/2100 MHz antennas & 3 antennas at 167' w/ 3 700 MHz antennas
Petition No. 1164 | Stonington | Coogan Boulevard | Verizon | Verizon | rooftop | 45 | 46.2 | 23.4 | 2100 MHz small cell antenna, 1 RRH | 8'x8' | small cell pipe mounted on a building at Mystic Aquarium
| Stonington | Coogan Boulevard | Verizon | Verizon | rooftop | 45 | 46.2 | 23.4 | add 1 RRH
| Stonington | Coogan Boulevard | Verizon | Verizon | rooftop | 45 | 46 | 23 | replace small cell antenna canister and 1 x RRU
| Stonington | Broadway Avenue Extension | Cingular | MCM | water tank | 143 | 155 |  | remove 3 existing antennas, install 3 new ones |  | install 6 tower mount amplifiers and 6 diplexers
| Stonington | Broadway Avenue Extension | MetroPCS | Planeta Properties | water tank | 113 | 155 |  | install 6 Kathrein 800-10504 panel antennas
| Stonington | Broadway Avenue Extension | AT&T Wireless | Planeta Properties | water tank | 143 | 155 |  | add 3 LTE antennas to 6 existing antennas
| Stonington | Broadway Avenue Extension | Verizon | Planeta Properties | water tank | 93 | 155 |  | remove 12 existing antennas; replace with 6 new cellular, 3 PCS, and 3 LTE antennas
| Stonington | Broadway Avenue Extension | Verizon | Planeta Properties | water tank | 93 | 155 |  | replace 6 of 12 antennas with 3 cellular and 3 AWS antennas
| Stonington | Broadway Avenue Extension | T-Mobile | Planeta Properties | water tank | 116 | 155 |  | replace 6 existing GSM antennas with 3 new GSM/UMTS and 3 new LTE antennas
| Stonington | Broadway Avenue Extension | AT&T | Planeta Properties | water tank | 140 | 155 |  | add 1 microwave dish antenna
| Stonington | Broadway Avenue Extension | Verizon | MCM | water tank | 93 | 155 |  | replace 3 of 12 existing antennas with 3 new 700 MHz antennas
| Stonington | Broadway Avenue Extension | T-Mobile | MCM | water tank | 116.5 | 155 |  | replace 3 antennas w/ 3 LTE antennas & RRUs
| Stonington | Broadway Avenue Extension | Verizon | MCM | water tank | 93 | 155 |  | replace 6 ant. w/ 6 700/1900 MHz ant; replace 6 RRHs, add 3 RRHs
| Stonington | Broadway Avenue Extension | Sprint | SBA | water tank | 137 | 155 |  | install 3 2500 MHz antennas & 3 RRHs
| Stonington | Broadway Avenue Extension | AT&T Wireless | SBA Properties | water tank | 140 | 155 |  | replace 6 antennas w 3 x700/1900 & 3 x 700/2100 MHz; add 3 RRu's
| Stonington | Jerry Brown Road | Omni | SBA Towers | monopole | 135 | 160 |  | 3-DAPA 59210 panels |  | tower designed as a flagpole with antennas mounted internally; 5.6x10' slab w/cabinets
| Stonington | Jerry Brown Road | AT&T Wireless | SBA Towers | monopole | 125 | 160 |  | 3 panel antennae | 12x20 | Flagpole Monopole
| Stonington | Jerry Brown Road | AT&T Wireless | SBA Towers | monopole | n/a | 160 |  |  |  | add equipment to existing equipment shelter
| Stonington | Jerry Brown Road | T-Mobile (VoiceStream) | SBA Towers | monopole | 135 | 160 |  | E911 upgrade
| Stonington | Jerry Brown Road | AT&T Wireless | SBA Towers | monopole |  | 160 |  | add GPS antenna for E911
| Stonington | Jerry Brown Road | Cingular | SBA Towers | monopole | 125 | 160 |  | replace 3 existing antennas with 3 new ones |  | add 6 tower mount amplifiers
| Stonington | Jerry Brown Road | AT&T | SBA Towers | monopole | 125 | 160 |  | replace 3 existing antennas and 6 TMAs with 3 new antennas and 6 TMAs
| Stonington | Jerry Brown Road | T-Mobile | SBA Towers | monopole | 135 | 160 |  | replace 3 GSM antennas with 3 LTE and 3 UMTS antennas
| Stonington | Jerry Brown Road | AT&T | SBA Towers | monopole | 125 | 160 |  | replace 3 antennas w 3 x 2100/2300 MHz antennas & install 3x700/850/1900 MHz antennas |  | replace concealement canisters-(from 27-inch/30-inch to 37-inch)
| Stonington | Stonington Road | Omni | SBA | monopole | 134 | 150 |  | 3-EMS RR90-17-02DP | cabinets | tower designed as a flagpole structure with antennas mounted internally
| Stonington | Stonington Road | T-Mobile (VoiceStream) | SBA | monopole | 134 | 150 |  | E911 upgrade
| Stonington | Stonington Road | Cingular | SBA | monopole | 125 | 150 |  | install 3 EMS RV90-17-XXP antennas | 12x20
| Stonington | Stonington Road | MetroPCS | SBA | monopole | 115 | 150 |  | install 3 panel antennas
| Stonington | Stonington Road | T-Mobile | SBA | monopole | 135 | 150 |  | replace 3 existing antennas with 3 new antennas |  | UMTS upgrade
| Stonington | Stonington Road | AT&T | SBA | monopole | 125 | 150 |  | replace 3 existing antennas with 3 new antennas and 3 TMAs
| Stonington | Stonington Road | Sprint | SBA | monopole |  | 150 |  | install 1 fiber distribution box; install 3 RRHs on ground; replace 2 equipment cabinets
| Stonington | Stonington Road | AT&T | SBA | monopole |  | 150 |  | install 3 RRHs at ground level
| Stonington | Stonington Road | Sprint | SBA | monopole | 147 | 150 |  | replace 3 antennas w 3 x 850/1900/2500 MHz antennas; |  | replace 24" concealment canister with new 34" canister
| Stonington | Mechanic Street | AT&T | VoiceStream | monopole | 129.00, 135.00 | 150 |  | add 3 Allgon 7250.03 @ 129 & 3 @ 135 |  | up to four equipment cabinets on concrete; VoiceStream @ 147.5 and 141.5
| Stonington | Mechanic Street | T-Mobile | VoiceStream | monopole | 139.5 | 150 |  | add 3 Allgon 7250 antennas |  | 1 new Nortel S8000 equipment cabinet
| Stonington | Mechanic Street | Cingular | VoiceStream | monopole | 127 | 150 |  | replace 2 existing panel antennas |  | install 6 diplexers at 115'
| Stonington | Mechanic Street | T-Mobile | VoiceStream | monopole | 147, 139 | 150 |  | replace 6 existing antennas with 3 GSM antennas @ 147' and 3 UMTS antennas @ 139' |  | UMTS upgrade
| Stonington | Mechanic Street | AT&T | VoiceStream | monopole | var. | 150 |  | replace 3 antennas with 3 700/1900 MHz antennas |  | 1 antenna @ 135', 2 antennas @ 129'
| Stonington | Voluntown Road | Nextel | SBA Comm. | monopole | 180 | 195 |  | 9-panels, ALP 9011 | 10x20 | 3-GPS antennas on roof of equip. bldg
| Stonington | Voluntown Road | AT&T Wireless | SBA Towers | monopole | 150 | 195 |  | 12 panel antennae | cabinets
| Stonington | Voluntown Road | AT&T Wireless | SBA Towers | monopole | 150 | 195 |  |  |  | install additional equipment cabinet
| Stonington | Voluntown Road | AT&T Wireless | SBA Towers | monopole |  | 195 |  | add GPS antenna for E911
| Stonington | Voluntown Road | Verizon | SBA Towers | monopole | 140 | 195 |  | install 12 panel antennas | 12x30
| Stonington | Voluntown Road | Cingular | SBA Towers | monopole | 150 | 195 |  | replace 6 existing antennas with 6 new ones |  | add 6 tower mount amplifiers and 6 diplexers
| Stonington | Voluntown Road | MetroPCS | SBA Towers | monopole | 130 | 195 |  | install up to 6 Kathrein 800-10504 panel antennas
| Stonington | Voluntown Road | Verizon | SBA Towers | monopole | 140 | 195 |  | replace 6 of 12 existing antennas with 3 PCS and 3 LTE antennas; add 6 diplexers
| Stonington | Voluntown Road | T-Mobile | SBA Towers | monopole | 167 | 195 |  | replace 3 of 6 existing antennas with 3 new UMTS antennas; replace all 6 existing TMAs with 3 new PCS and 3 new AWS TMAs
| Stonington | Voluntown Road | Sprint | SBA Towers | monopole | 193 | 195 |  | replace 6 CDMA antennas with 3 dual-band antennas |  | 4G/LTE upgrade
| Stonington | Voluntown Road | AT&T | SBA Towers | monopole | 150 | 195 |  | add 3 multi-band antennas to 6 GSM/UMTS antennas |  | 4G/LTE upgrade
| Stonington | Voluntown Road | T-Mobile | SBA Towers | monopole | 167 | 195 |  | replace 6 GSM/UMTS antennas with 3 new GSM/UMTS and 3 new LTE antennas |  | 4G/LTE upgrade
| Stonington | Voluntown Road | Sprint | SBA Towers | monopole | 195 | 195 |  | add 3 new CMDA/LTE antennas
| Stonington | Voluntown Road | Verizon | SBA Towers | monopole | 140 | 195 |  | replace 3 of 12 existing antennas with 3 new LTE antennas
| Stonington | Voluntown Road | Verizon | SBA | monopole | 140 | 195 |  | replace 10 ant. w/ three 700 MHz, 2 850 MHz, 3 1900 MHz, and 3 2100 MHz & 6 RRHs
| Stonington | Voluntown Road | T-Mobile | SBA | monopole | 167 | 195 |  | install 3 700 MHz antennas
| Stonington | Voluntown Road | Sprint | SBA | monopole | 195 | 195 |  | install 3 2500 MHz antennas & 3 RRHs
| Stonington | Voluntown Road | AT&T | SBA | monopole | 150 | 195 |  | replace 6 antennas w 3 x700/850/2100 MHz & 3x700/1900 MHz antennas; replace 3 rrus & install 3 new rrus | install 2 eeus and upgrade g.l equipment
Petition No. 1188 | Stratford | Huntington Road | Verizon | Hill Top Market LLC | rooftop | 21.3 | 13.8 | 145.9 | 3 2100 MHz canister antennas | cabinet | 3 small cell antennas concealed in faux chimney attached to rooftop
| Stratford | Oronoque Lane | AT&T | Town of Stratford | monopole | 120 | 150 |  | install 12 antennas | 11.5x16 | replacement of 120' lattice tower; various town antennas on tower and UI antennas | 50 kW diesel generator
| Stratford | Oronoque Lane | AT&T | Town of Stratford | monopole | 120 | 150 |  | remove three antennas & install 3 x 700/850/5G850 MHz antennas; remove 3 rru's install 6 rru's
Docket No. 385 | Stratford | Stonybrook Road | T-Mobile | T-Mobile | monopole | 87.00, 97.00 | 100 | 90 | install 3 antennas at each height | pad
| Stratford | Stonybrook Road | Clearwire | T-Mobile | monopole | 77 | 100 | 90 | install 3 WiMAX antennas @ 77' and three microwave dishes | pad
| Stratford | Stonybrook Road |  | Florida Tower Partners | monopole |  | 100 | 90 |  |  | Transfer of Certificate
| Stratford | Stonybrook Road | T-Mobile | Tarpon Towers | monopole | 87, 97 | 100 | 90 | replace 3 GSM/UMTS antennas with 3 LTE antennas @ 97'; install 3 new GSM/UMTS antennas @ 87'
| Stratford | Stonybrook Road | Verizon | Tarpon Towers | monopole | 77 | 100 | 90 | install 9 antennas | 12x30
Petition No. 1100 | Stratford | Stonybrook Road | AT&T | Tarpon Towers | monopole | 107, 117 | 120 | 90 | install 3 antennas at each height: 107' and 117' | 11.5x16 | Petition 1100 raises tower by 20' | 50 kW diesel generator | 48 hours
| Stratford | Stonybrook Road | T-Mobile | Florida Tower Partners | monopole | 87 | 120 | 90 | replace 3 exisitng antennas with 3 new LTE antennas
| Stratford | Stonybrook Road |  | American Tower LLC | monopole |  |  | 90 |  |  | Transfer of Certificate
| Stratford | Stonybrook Road | T-Mobile | American Tower LLC | monopole | 87, 97 | 120 | 90 | replace 6 ant w/ 3 1900/2100 MHz at 97' and 3 700/1900/2100 MHz at 87'; add 3 TMAs and 3 RRHs
| Stratford | Stonybrook Road | T-Mobile | American Tower LLC | monopole | 87, 97 | 120 | 90 | replace 3 antennas w 3x 600/700/1900/2100 MHz antennas
Petition No. 542 | Stratford | B Hawley Lane | Nextel | CL&P | utility pole | 101 | 81 |  | 12 panel | 12x20 | power mount in lattice tower
| Stratford | B Hawley Lane | SprintNextel | CL&P | utility pole | 99 | 81 |  | replace 12 existing iDEN antennas with 3 new CDMA and 6 new iDEN antennas
| Stratford | B Hawley Lane | Sprint | CL&P | utility pole | 99 | 81 |  | replace 12 existing antennas with 3 dual-band antennas |  | 4G/LTE upgrade
Petition No. 542A | Stratford | B Hawley Lane | Sprint | Eversource | utility pole | 120 | 120 |  | install 3 antennas and 6 diplexers |  | structure relocation due to Eversource P1291 new structures
| Stratford | - Honeyspot Road | SNET/SCLP | Comtronics |  | 55 | 65 |  | add 2-6' whips | 12x16 | tower sharing
| Stratford | - Honeyspot Road | AT&T Wireless | John and Deborah Beck | monopole | 102 | 90 |  | 3-panels, EMS RU90-17-XXXP |  | equipment bldg on roof
| Stratford | - Honeyspot Road | BAM | John and Deborah Beck | monopole | 80 | 90 |  | 12-panels, Algon ALP 8013 |  | Share existing equip. bldg
| Stratford | - Honeyspot Road | SCLP | John and Deborah Beck | monopole | 90 | 90 |  | 12-panels, Allgon ALP 7120 |  | Replace 70 ft gl tower on 20 ft roof with
| Stratford | - Honeyspot Road | Metricom | Becker/ComTronics | monopole | 68 | 86 |  | 16-Larsen panel antennas | cabinet
| Stratford | - Honeyspot Road | AT&T Wireless | Com-Tronics/John and Deborah Beck | monopole | 102 | 90 |  | install additional equipment in existing shelter
| Stratford | - Honeyspot Road | Cingular | Com-Tronics/John and Deborah Beck | monopole | 90 | 90 |  | upgrade for GSM service
| Stratford | - Honeyspot Road | AT&T Wireless | Com-Tronics/John and Deborah Beck | monopole |  | 90 |  | add GPS antenna for E911
| Stratford | - Honeyspot Road | Verizon | Com-Tronics/John and Deborah Beck | monopole | 85 | 90 |  | replace 6 cellular antennas with 6 PCS antennas
| Stratford | - Honeyspot Road | Sprint | Com-Tronics/John and Deborah Beck | monopole | 72 | 90 |  | install nine panel antennas | pad
| Stratford | - Honeyspot Road | Cingular | Com-Tronics/John and Deborah Beck | monopole | 92 | 90 |  | replace 9 single band antennas with 6 dual band antennas
| Stratford | - Honeyspot Road | Verizon | Com-Tronics/John and Deborah Beck | monopole | 82 | 90 |  | replace 6 existing cellular with 6 new cellular antennas
| Stratford | - Honeyspot Road | Cingular/AT&T | Com-Tronics/John and Deborah Beck | monopole | 90 | 90 |  | remove AT&T antennas and equipment
| Stratford | - Honeyspot Road | Sprint Nextel | Com-Tronics/John and Deborah Beck | monopole | 72 | 90 |  | install 3 WiMAX antennas
| Stratford | - Honeyspot Road | MetroPCS | Com-Tronics/John and Deborah Beck | monopole | 101 | 90 |  | install 6 panel antennas |  | add 2 GPS antennas
| Stratford | - Honeyspot Road | Clearwire | Com-Tronics/John and Deborah Beck | monopole | 72 | 90 |  | install 3 additional WiMAX antennas, 3 remote radio heads, and 2 microwave dishes
| Stratford | - Honeyspot Road | Verizon | Com-Tronics/John and Deborah Beck | monopole | 82 | 90 |  | replace 12 existing antennas with 6 new cellular, 3 PCS, and 3 700MHz antennas
| Stratford | - Honeyspot Road | AT&T | Com-Tronics/John and Deborah Beck | monopole | 90 | 90 |  | add 3 antennas and 6 RRHs to 6 existing antennas and 6 TMAs
| Stratford | - Honeyspot Road | Sprint | Com-Tronics/John and Deborah Beck | monopole | 72 | 90 |  | replace 6 CDMA antennas with 3 dual-band antennas |  | 4G/LTE upgrade
| Stratford | - Honeyspot Road | Verizon | Com-Tronics/John and Deborah Beck | monopole | 82 | 90 |  | replace 9 of 12 existing antennas with 3 new cellular, 3 new LTE, and 3 new AWS antennas
| Stratford | - Honeyspot Road | Sprint | Com-Tronics/John and Deborah Beck | monopole | 72 | 90 |  | add 3 new CDMA/LTE antennas to 3 existing ones
| Stratford | - Honeyspot Road | AT&T | Com-Tronics/John and Deborah Beck | monopole | 90 | 102 |  | 3 RRHs previously approved but never installed
| Stratford | - Honeyspot Road | Verizon | Becker LLC | monopole | 82 | 102 |  | replace 6 ant w/ 3 700/1900 MHz, 3 1900 MHz; replace 6 RRHs, add 3 RRHs
| Stratford | - Honeyspot Road | AT&T | Becker LLC | monopole | 90 | 102 |  | replace 3 ant w/ 3 850/1900/2300 MHz; add 3 RRHs
| Stratford | - Honeyspot Road | AT&T | Becker LLC | monopole | 90 | 102 |  | replace 3 ant
Petition No. 1340 | Stratford | - Honeyspot Road | Verizon | Becker LLC | monopole | [5 empty] | install Centralized Radio Access Network at facility | natural gas generator | 80 kW
| Stratford | - Honeyspot Road | Sprint | Becker LLC | monopole | [5 empty] | install underground conduit and fiber; replace unused equipment in PPC cabinet
| Stratford | - Honeyspot Road | AT&T | Com-Tronics/John and Deborah Beck | monopole | 90 | 102 |  | install 3 x 700/850/2100 MHz antennas; add 9 rru's
| Stratford | James Farm Road | Verizon | Peter Fedorko | self-support lattice | 98 | 110 |  | add 12 ALP-E9011 panel antennas | 12x30
| Stratford | James Farm Road | Sprint Nextel | Peter Fedorko | self-support lattice | 110 | 110 |  | remove 3 iDEN antennas; install 3 WiMAX and 6 new iDEN antennas
| Stratford | James Farm Road | Sprint Nextel | Peter Fedorko | self-support lattice | 109 | 110 |  | install 3 microwave dishes
| Stratford | James Farm Road | Verizon | Wilma Fedorko | self-support lattice | 98 | 110 |  | replace 6 PCS antennas with 3 PCS and 3 700 MHz antennas
| Stratford | James Farm Road | Clearwire | Wilma Fedorko | self-support lattice | 110 | 110 |  | remove 3 Sprint antennas; install 3 WiMAX antennas and 2 microwave dishes on Sprint platform
| Stratford | James Farm Road | Verizon | Darcy&Dana Shoop | self-support lattice | 98 | 110 |  | add 3 AWS antennas to 12 existing antennas
| Stratford | James Farm Road | Verizon | Darcy&Dana Shoop | self-support lattice | 98 | 110 |  | replace 6 ant w/ 3 700/1900 MHz and 3 2100 MHz; replace 3 RRHs, add 6 RRHs
| Stratford | James Farm Road | Sprint | peter & Wilma Federko | self-support lattice | 110 | 110 |  | replace 3 antennas w 3 x 850/1900/2500 MHz antennas; add 9 RRU's
| Stratford | James Farm Road | Sprint | peter & Wilma Federko | self-support lattice | [5 empty] | underground conduit and fiber installation
| Stratford | James Farm Road | Verizon | Darcy&Dana Shoop | self-support lattice | 98 | 110 |  | replace 6 antennas w 3 x 700 MHz & 3 x 2100 MHz antennas; add 6 rru's |  | replace antenna mount and relocate equipment
| Stratford | James Farm Road | Verizon | Darcy&Dana Shoop | self-support lattice | 98 | 110 |  | install 3 x 3550 MHz antennas
Petition No. 405 | Stratford | Chapel Street | Omni | CL&P | utility pole | 107 | 101 |  | 1-EMS-TRR90-17-00DP | 10'x5.5' | 56"x2.75" antenna mounted on structure 1231
Petition No. 411 | Stratford | Chapel Street | SCLP | CL&P | utility pole | 123 | 101 |  | 12 ALP 11011-N panel antennas |  | power mount added to existing transmission structure
| Stratford | Chapel Street | Cingular | CL&P | utility pole | 123 | 101 | 101 | upgrade for GSM service
| Stratford | Chapel Street | T-Mobile (VoiceStream) | CL&P | utility pole | 107 | 101 |  | E911 upgrade
| Stratford | Chapel Street | New Cingular | CL&P | utility pole | 126 | 81 |  | remove 9 existing antennas, replace with 6 dual band antenans | 8x30
| Stratford | Chapel Street | T-Mobile | CL&P | utility pole | 109 | 81 |  | replace 3 existing GSM antennas with 3 new UMTS antennas
| Stratford | Chapel Street | AT&T | CL&P | utility pole | 126 | 81 |  | add 3 antennas and 3 TMAs to 6 existing antennas and 12 TMAs
| Stratford | Chapel Street | T-Mobile | CL&P | utility pole | 109 | 81 |  | replace 3 GSM/UMTS antennas with 3 LTE antennas
| Stratford | Chapel Street | T-Mobile | CL&P | utility pole | 109 | 81 |  | replace 3 antennas with 3 1900/2100 MHz antennas
| Stratford | Chapel Street | AT&T | Eversource | utility pole | 126 | 101 |  | replace 3 antennas w/ 3 700/1900 MHz antennas; add 3 RRHs
| Stratford | Chapel Street | AT&T | Eversource | utility pole | 124 | 101 |  | replace 3 antennas w 3x850/1900/2100 MHz antennas; add 6 rrus | upgrade g.l equipment
Petition No. 543 | Stratford | Chapel Street | Sprint PCS | CL&P | self-support lattice/utility pole | 87 | 78 |  | 3-panels | cabinets | CL&P structure 280 pipe masts
| Stratford | Chapel Street | Sprint PCS | CL&P | self-support lattice/utility pole | 87 | 78 |  | replace 3 existing CDMA antennas with 3 new CDMA/LTE antennas
| Stratford | Chapel Street | Sprint | CL&P | self-support lattice | 85 | 78 |  | replace 3 antennas w 3 x 800/1900/2500 MHz antennas | install 3 RRUs on proposed H-frame
Petition No. 528 | Stratford | Chapel Street | AT&T | CL&P | utility pole | 97 | 88 |  | 9 panel | cabinet | CL&P structure 279 15' power mount
| Stratford | Chapel Street | AT&T | CL&P | utility pole | 97 | 88 |  | add GPS antenna | cabinet | add one additional equipment cabinet
| Stratford | Chapel Street | AT&T | CL&P | utility pole | 97 | 88 |  | decommission AT&T antennas
Petition No. 1011 | Stratford | Chapel Street | MetroPCS | CL&P | utility pole | 104 | 88 |  | install 6 antennas in place of AT&T antennas formerly on this tower |  | antennas attached to power mount extending 16' above tower
| Stratford | Longbrook Avenue | T-Mobile | Town of Stratford | guyed-lattice | 79 | 82 |  | 6 panel antennas |  | rooftop tower at Stratford police dept, town antennas on tower as well
| Stratford | Longbrook Avenue | T-Mobile | Town of Stratford | guyed-lattice | 79 | 82 |  | replace 6 existing antennas with 6 new antennas |  | rooftop tower at Stratford police dept, town antennas on tower as well
| Stratford | Longbrook Avenue | T-Mobile | Town of Stratford | guyed-lattice | 79 | 82 |  | add 3 LTE antennas to 6 GSM/UMTS antennas
| Stratford | Longbrook Avenue | T-Mobile | Town of Stratford | guyed-lattice | 79 | 82 |  | replace 3 ant w/ 3 1900/2100 MHz ant
Petition No. 437 | Stratford | Baird Substation | UI | UI | wood pole | 79 | 79 |  | Cell Master Unit | cabinet | Transmission structure
Petition No. 622 | Stratford | Huntington Avenue | T-Mobile | CL&P | utility pole | 88 | 80 |  | 3 DR65-18-02PL2Q antennas | pad | add 10'6" pipe mast extension onto 80' transmission tower
| Stratford | Huntington Avenue | T-Mobile | CL&P | utility pole | 88 | 80 |  | replace 3 existing GSM antennas with 3 new quad pole antennas |  | UMTS upgrade
Petiton No. 622A | Stratford | Huntington Road | T-Mobile | Eversource | utility pole | 110 | 110 | 169 | install 6 antennas and 6 smart bias tees | pad | relocate equipment due to Eversource project in P1291 and new structures
Docket No. 403 | Suffield | South Grand Street | Verizon | Verizon | monopole | 120 | 120 | 192 | install 6 cellular, 6 PCS, and 3 LTE antennas | 12x24 |  | diesel generator | 275-gallon capacity
| Suffield | South Grand Street | Verizon | Verizon | monopole | 120 | 120 | 192 | install 12 antennas instead of approved 15 antennas: 3 cellular, 3 PCS, 3 AWS, and 3 LTE
Petition No. 1097 | Suffield | South Grand Street | AT&T | Verizon | monopole | 130 | 135 | 192 | install 12 antennas | 11.5x16 | petition 1097 raises tower by 15 feet to 135' | diesel generator | 48 hours
| Suffield | Mountain Road | AT&T | Crown | monopole | 175 | 192 |  | add 6 Allgon 7250.03 panel antennas |  | up 4 equipment cabinets on concrete pad
| Suffield | Mountain Road | T-Mobile | Crown | monopole | 182 | 192 |  | add nine EMS DR65-19-XXDPQ panel antennas | pad | three BTS equipment cabinets
| Suffield | Mountain Road | Verizon | Crown | monopole | 160 | 192 |  | install 6 PCS and 6 cellular antennas | 12x30 | three BTS equipment cabinets
| Suffield | Mountain Road | Cingular | Crown | monopole | 175 | 192 |  | remove 6 antennas; replace with 6 new antennas, 6 TMAs, 6 diplexers |  | UMTS upgrade
| Suffield | Mountain Road | Verizon | Crown | monopole |  | 192 |  |  |  | install propane generator instead of diesel generator | propane generator
| Suffield | Mountain Road | Verizon | Crown | monopole | 160 | 192 |  | replace 12 existing antennas with 6 cellular, 3 PCS, and 3 LTE antennas
| Suffield | Mountain Road | AT&T | Crown Castle | monopole | 170 | 192 |  | add 3 LTE antennas to 6 existing GSM/UMTS antennas
| Suffield | Mountain Road | Verizon | Crown Castle | monopole | 160 | 192 |  | replace 6 of 12 existing antennas with 3 PCS and 3 AWS antennas
| Suffield | Mountain Road | T-Mobile | Crown Castle | monopole | 182 | 192 |  | install 3 new antennas, 3 bias tees, 3 RRUs
| Suffield | Mountain Road | Verizon | Crown Castle | monopole | 160 | 192 |  | replace 6 existing antennas with 3 new 700/2100 MHz and 3 new 1900 MHz antennas |  | replace 3 RRHs, install 6 new RRHs, install 1 new antenna cable
| Suffield | Mountain Road | Verizon | Crown Castle | monopole | 160 | 192 |  | replace 6 antennas w/ 3 700 MHz & 3 2100 MHz; add 9 RRHs
| Suffield | Mountain Road | T-Mobile | Crown Castle | monopole | 182 | 192 |  | replace 6 antennas w 3x600/700 MHz & 3x 1900 MHz antennas, add 3 rru's
| Suffield | Ffyler Place | Verizon | Crown | monopole | 93 | 100 |  | 12 panel antennae | 12x20
Petition No. 538 | Suffield | Ffyler Place | Cingular | Crown | monopole | 107 | 95 |  | 12 panel | 12x20 | extend tower to 110; Sprint and Nextel (@ 83') also on tower
| Suffield | Ffyler Place | Cingular | Crown | monopole | 107 | 110 | 116 | replace antennas approved under Petition 538 with up to 12 DUO4-8670 panel antennas, up to 6 ADC tower mount amplifiers, 1 LMU @ 62', and 1 GPS antenna on equipment building | 12x20
| Suffield | Ffyler Place | Verizon | Crown | monopole | 90 | 100 |  | replace 6 cellular with 6 new PCS antennas
| Suffield | Ffyler Place | Verizon | Crown | monopole | 90 | 100 |  | replace 6 cellular with 6 new cellular antennas
| Suffield | Ffyler Place | Cingular | Crown | monopole | 107 | 100 |  | replace 3 existing antennas with 3 new ones |  | add 3 diplexers
| Suffield | Ffyler Place | Pocket (now MetroPCS) | Crown | monopole | 62 | 100 |  | flush mount 3 antennas |  | add 3 diplexers
| Suffield | Ffyler Place | Sprint | Crown | monopole |  | 100 |  |  |  | install 4 kW ReliOn fuel cell for backup power | fuel cell backup
| Suffield | Ffyler Place | Verizon | Crown | monopole | 92 | 100 |  | replace 12 existing antennas with 6 cellular, 3 PCS, and 3 LTE antennas
| Suffield | Ffyler Place | AT&T | Crown Castle | monopole | 107 | 100 |  | replace 3 existing GSM antennas with 3 new GSM antennas; add 3 LTE antennas; retain 3 existing UMTS antennas
| Suffield | Ffyler Place | Sprint | Crown Castle | monopole | 74 | 100 |  | replace 6 CDMA antennas with 3 dual-band antennas |  | 4G/LTE upgrade
| Suffield | Ffyler Place | Verizon | Crown Castle | monopole | 91 | 100 |  | replace 2 of 15 antennas with 2 new LTE antennas
| Suffield | Ffyler Place | AT&T | Crown Castle | monopole |  | 100 |  |  |  | install 50 kW diesel generator for backup power | diesel generator
| Suffield | Ffyler Place | Sprint | Crown Castle | monopole | 74 | 100 |  | install 3 new LTE antennas
| Suffield | Ffyler Place | Verizon | Crown Castle | monopole | 91 | 100 |  | replace 8 of 15 antennas with 3 new 1900 MHz antennas, 2 new 700 MHz antennas, and 3 new 2100 MHz antennas
| Suffield | Ffyler Place | AT&T | Crown Castle | monopole | top | 100 |  | replace 3 antennas with 3 700/1900 MHz antennas
| Suffield | Ffyler Place | Verizon | Crown Castle | monopole | 91 | 109 |  | replace 8 ant w/ 3 1900 MHz, 2 700 MHz, 3 2100 MHz; add 3 RRHs
| Suffield | Ffyler Place | AT&T | Crown Castle | monopole | 107 | 109 |  | replace 3 RRHs w/ new RRHs
| Suffield | Ffyler Place | Verizon | Crown Castle | monopole | 91 | 109 |  | remove 9 ant, install 3 700/2100 MHz, 3 1900 MHz; replace 3 RRHs, add 6 RRHs
| Suffield | Ffyler Place | AT&T | Crown Castle | monopole |  | 109 |  |  |  | Install 30kw diesel generator for backup power | diesel generator | 30kw
| Suffield | Ffyler Place | AT&T | Crown Castle | monopole | 107 | 109 |  | remove 3 antennas & install 3x 850/2300 MHz antennas & 3 x 700/1900/2100 MHz antennas; add 3 rru's
| Suffield | East Street South | T-Mobile | Town of Suffield | monopole | 165 | 165.5 |  | install 9 antennas | pad
| Suffield | East Street South | Verizon | Town of Suffield | monopole | 155 | 165.5 |  | install 12 panel antennas | 12x30
| Suffield | East Street South | Pocket (now MetroPCS) | Town of Suffield | monopole | 145 | 165.5 |  | flush mount 3 antennas
| Suffield | East Street South | T-Mobile | Town of Suffield | monopole | 163 | 165.5 |  | remove 3 existing antennas and 6 TMAs; replace with 3 new antennas and 6 TMAs |  | UMTS upgrade
| Suffield | East Street South | Clearwire | Town of Suffield | monopole | 136 | 165.5 |  | install 3 panel antennas and 3 microwave dishes
| Suffield | East Street South | Verizon | Crown Castle | monopole | 153 | 165.5 |  | replace 6 of 12 existing antennas with 3 PCS and 3 LTE antennas
| Suffield | East Street South | MetroPCS | Crown Castle | monopole |  | 165.5 |  |  |  | replace radio cabinet as part of LTE upgrade
| Suffield | East Street South | Verizon | Crown Castle | monopole | 153 | 165.5 |  | replace 6 existing antennas with three new 700/2100 MHz antennas |  | install 9 new RRHs, two antenna cables
| Suffield | East Street South | T-Mobile | Crown Castle | monopole | var. | 165.5 |  | remove 3 antennas, install 3 700/2100 MHz antennas @ 161' and 3 1900/2100 MHz antennas @ 163'
| Thomaston | Chapel Street | Sprint | T-Mobile | monopole | 162 | 175 |  | 12 DB980F90T2 panel antennas | pad | T-Mobile on tower @ 172'; town on @ 125; state police on @ 125
| Thomaston | Chapel Street | Verizon | T-Mobile | monopole | 152 | 175 |  | add 12 DB950G65E-M panel antennas | 12x30
| Thomaston | Chapel Street | New Cingular | T-Mobile | monopole | 142 | 175 |  | install 6 panel antennas | 12x16
| Thomaston | Chapel Street | Verizon | T-Mobile | monopole | 152 | 175 |  | remove 6 existing antennas with 6 LPA-80063/4CF antennas
| Thomaston | Chapel Street | Pocket (now MetroPCS) | T-Mobile | monopole | 115 | 175 |  | flush mount 3 antennas
| Thomaston | Chapel Street | Verizon | T-Mobile | monopole | 152 | 175 |  | replace 12 existing antennas with 6 cellular, 3 PCS and 3 LTE antennas
| Thomaston | Chapel Street | AT&T | T-Mobile | monopole | 142 | 175 |  | add 3 multi-band antennas to 6 GSM/UMTS antennas |  | 4G/LTE upgrade
| Thomaston | Chapel Street | Sprint | Crown Castle | monopole | 162.5 | 175 |  | replace 6 CDMA antennas with 3 dual-band antennas |  | 4G/LTE upgrade
| Thomaston | Chapel Street | Verizon | Crown Castle | monopole | 152 | 175 |  | add 3 new 2100 MHz antennas to 12 existing antennas
| Thomaston | Chapel Street | T-Mobile | Crown Castle | monopole | 172 | 175 |  | add 3 new multi-band antennas to 3 existing ones
| Thomaston | Chapel Street | Sprint | Crown Castle | monopole | 162 | 175 |  | add 3 new LTE antennas to 3 existing ones
| Thomaston | Chapel Street | AT&T | Crown Castle | monopole | 142 | 175 |  | install 3 RRHs
| Thomaston | Chapel Street | Sprint | Crown Castle | monopole | 160 | 175 |  | install 3 2500 MHz antennas & 3 RRHs
| Thomaston | Chapel Street | AT&T | Crown Castle | monopole | 142 | 175 |  | replace 6 antennas w 6 x 700/850/1900/2100/2300 MHz antennas & install 3 x 700 MHz antennas; add 12 RRUs
| Thomaston | Chapel Street | Verizon | Crown Castle | monopole | 152 | 175 |  | replace 6 antennas w 3 x 700/850 MHz antennas & 3 x 1900/2300 MHz antennas; add 6 rru's
Docket No. 358 | Thompson | Riverside Drive | Verizon | MCF Communications | monopole | 137 | 140 | 327 | install 12 panel antennas - PCS and cellular | 12x30
| Thompson | Riverside Drive | Verizon | MCF Communications | monopole | 137 | 140 | 327 | replace 6 of 12 antennas with 3 cellular and 3 AWS antennas
| Thompson | Riverside Drive | Verizon | MCF Communications | monopole | 137 | 139 | 327 | replace 6 antennas with 3 700/2100 and 3 1900 MHz antennas
| Thompson | Riverside Drive | Verizon | MCF Communications | monopole | 137 | 139 | 327 | replace 6 existing antennas with 3 1900 MHz and 3 700/2100 MHz antennas and install 6 RRHs
Docket No. 344 | Thompson | Rich Road | T-Mobile | MCF Communications | monopole | 147 | 150 | 626 | install 6 antennas on triangular platform | pad
Docket No. 344 | Thompson | Rich Road | Verizon | MCF Communications | monopole | 137 | 150 | 626 | install 6 PCS and 6 cellular antennas | 12x30
| Thompson | Rich Road | Cingular | MCF Communications | monopole | 127 | 150 | 626 | install 6 panel antennas | 12x20
| Thompson | Rich Road |  | SBA | monopole |  | 150 | 626 |  |  | Transfer of Certificate
| Thompson | Rich Road | Verizon | SBA | monopole | 137 | 150 | 626 | replace 2 existing cellular antennas with 2 new cellular antennas
| Thompson | Rich Road | Verizon | SBA | monopole | 137 | 150 | 626 | replace 6 of 12 existing antennas with 3 PCS and 3 LTE antennas
| Thompson | Rich Road | AT&T | SBA | monopole | 127 | 150 | 626 | add 3 multi-band antennas to 6 existing GSM/UMTS antennas for LTE purposes
| Thompson | Rich Road | T-Mobile | SBA | monopole | 146 | 150 | 626 | replace 3 GSM antennas with 3 GSM/UMTS and 3 LTE antennas
| Thompson | Rich Road | Verizon | SBA | monopole | 137 | 150 | 626 | intall 3 remote radio heads
| Thompson | Rich Road | T-Mobile | SBA | monopole | 146 | 150 | 626 | install 3 LTE antennas and 3 RRUs
| Thompson | Rich Road | AT&T | SBA | monopole | 127 | 150 | 626 | install 3 RRHs
Docket No. 53 | Thompson | Lowell Davis Road | Tele-Media | Tele-Media | guyed-lattice | 245 | 250 | 575 | 1-10' parabolic antenna | 9x9
| Thompson | Lowell Davis Road | SNET/SCLP | Tele-Media | guyed-lattice | 212 | 250 | 575 | 6 cellular antennas | 12x26 | 1 message alert antenna
| Thompson | Lowell Davis Road | CONN-2 | Tele-Media | guyed-lattice | 235 | 250 | 575 | 4-whips | 12x21
| Thompson | Lowell Davis Road | Crown Media | Crown Media | guyed-lattice |  | 250 | 575 |  |  | Transfer of Certificate from Tele-Media
| Thompson | Lowell Davis Road | SNET/Cingular | Charter Communications | guyed-lattice | 205 | 250 | 575 | change existing antennas for 9 CSS DUO4-8670, 6 tower mount amplifiers, 3 diplexers
| Thompson | Lowell Davis Road | Verizon | Charter Communications | guyed-lattice | 190.00, 180.00 | 250 | 575 | replace 4 whips @ 235' with 3 antennas @ 190' and 1 antenna @ 180
| Thompson | Lowell Davis Road | AT&T | Charter Communications | guyed-lattice | 150 | 250 | 575 | add six Allgon 7250.03 panel antennas | pad | up to four equipment cabinets on concrete pad
| Thompson | Lowell Davis Road | Verizon | Charter Communications | guyed-lattice | 237.00, 227.00 | 250 | 575 | replace 4 whips @ 235' with 3 antennas @ 232' and 1 antenna @ 227' | pad
| Thompson | Lowell Davis Road | Verizon | Charter Communications | guyed-lattice |  | 250 | 575 |  | pad | add emergency back-up generator | generator
| Thompson | Lowell Davis Road | Cingular/AT&T | Charter Communications | guyed-lattice | 150 | 250 | 575 | remove all AT&T antennas and equipment
| Thompson | Lowell Davis Road | Cingular | Charter Communications | guyed-lattice | 212 | 250 | 575 | remove 9 antennas, 6 TMAs, and 3 diplexers; replace with 6 antennas, 6 TMAs, and 6 diplexers
| Thompson | Lowell Davis Road | Verizon | Charter Communications | guyed-lattice | 235 | 250 | 575 | replace 12 existing antennas with 6 new cellular and 6 new PCS antennas
| Thompson | Lowell Davis Road | MetroPCS | Charter Communications | guyed-lattice | 215 | 250 | 575 | install 6 panel antennas
| Thompson | Lowell Davis Road | AT&T | Central State Towers | guyed-lattice | 205 | 250 | 575 | add 3 multi-band antennas to 6 existing GSM/UMTS antennas for LTE purposes
| Thompson | Lowell Davis Road | Verizon | Central State Towers | guyed-lattice | 243 | 250 | 575 | replace 4 existing antennas @ 237' and 1 antenna @ 230' with 3 cellular, 3 PCS and 3 LTE antennas all at 243'
| Thompson | Lowell Davis Road | Verizon | Central State Towers | guyed-lattice | 243 | 250 | 575 | add 3 new 2100 MHz LTE antennas to 12 existing antennas
| Thompson | Lowell Davis Road | Verizon | Central State Towers | guyed-lattice | 243 | 250 | 575 | remove 3 antennas, install 3 700/2100 and 3 1900 MHz antennas
| Thompson | Lowell Davis Road | AT&T | Central State Towers | guyed-lattice | 205 | 250 | 575 | replace 6 antennas w 3x700/850/2100/5G 850 MHz & 3x700/1900 MHz antennas; add 6 RRUs | upgrade g.l equipment
| Thompson | Quinebaug Road | Cingular | QVFD | monopole | 130 | 130 | 369 | 6 panel antennas | 12x20
| Thompson | Quinebaug Road | Verizon | QVFD | monopole | 112 | 130 | 369 | install 12 panel antennas | 12x30
| Thompson | Quinebaug Road | Verizon | QVFD | monopole | 120 | 130 | 369 | replace 6 of 12 existing antennas with 3 PCS and 3 LTE antennas
| Thompson | Quinebaug Road | AT&T | QVFD | monopole | 129 | 130 | 369 | add 3 multi-band antennas to 6 existing GSM/UMTS antennas for LTE purposes
| Thompson | Quinebaug Road | Verizon | QVFD | monopole | 120 | 130 | 369 | remove 6 existing diplexers and install 3 remote radio heads
| Thompson | Quinebaug Road | Verizon | QVFD | monopole | 120 | 130 | 369 | replace 6 antennas with 3 1900 and 3 700/2100 MHz antennas
| Thompson | Quinebaug Road | Verizon | QVFD | monopole | 120 | 130 | 369 | replace 6 antennas w/ 3 850/1900 MHz & 3 700/2100 MHz antennas; add 9 RRHs
| Thompson | Quinebaug Road | T-Mobile | QVFD | monopole | 105 | 130 | 369 | install 4 600/700 MHz, 4 1900/2100 MHz, 4 2100 MHz antennas and 12 RRHs | 3 cabinets | tower share | diesel generator | 15 kW
| Thompson | Quinebaug Road | T-Mobile | QVFD | monopole | 109 | 130 | 369 | remove 4 x rru's and replace 4 x rru's
| Thompson | Quinebaug Road | AT&T | QVFD | monopole | 125 | 130 | 369 | replace 6 antennas w 3x700/1900 MHz & 3x700/850/2100/5G 850 MHz antennas; add 6 rru's | upgrade g.l equipment
| Thompson | Thompson Road | Nextel | Omni | monopole | 128 | 140 | 624 | 12-panels, ALP 9212 | 7x11 | Sprint @ 118', Omnipoint @ 138' also on pole
| Thompson | Thompson Road | T-Mobile | Crown Castle | monopole | 143 | 144 | 624 | replace 6 antennas with 6 1900/2100 MHz antennas
| Thompson | Thompson Road | Sprint | Crown Castle | monopole | 150 | 144 |  | replace 3 antennas w 3 x 850/1900 MHz antennas & install 3 x 2500 MHZ antennas; add 9 rru's
| Thompson | Thompson Road | T-Mobile | Crown Castle | monopole | 143 | 156 | 624 | replace 6 antennas with 3 x 2100 MHz & 3x 600/700/1900/2100 MHz antennas; add 3 rru's |  | replace antenna mount
Docket No.157 | Thompson | Mountain Hill Road | DPS | DPS | self-support lattice | 180 | 180 | 540 | 1-10' dish, 2-8' dish, 4-14' whips | 18x41
| Thompson | Mountain Hill Road | Quinn. Valley Emerg. Comm | DPS | self-support lattice | 150 | 180 | 540 | 1 whip
| Thompson | Mountain Hill Road | Omni | DPS | self-support lattice | 122 | 180 | 540 | 3-4' panels
| Thompson | Mountain Hill Road | T-Mobile (VoiceStream) | DPS | self-support lattice | 122 | 180 | 540 | E911 upgrade
| Thompson | Mountain Hill Road | Cingular | DPS | self-support lattice | 122 | 180 | 540 | install 12 antennas | 11x20
| Thompson | Mountain Hill Road | AT&T | DPS | self-support lattice | 150 | 180 | 540 | add 3 multi-band antennas to 6 existing GSM/UMTS antennas for LTE purposes
| Tolland | Bald Hill Road | AT&T | Tolland County Mutual Aid Fire Service | self-support lattice | 90 | 180 |  | add 6 Allgon 7250.03 panel antennas |  | 2 equipment cabinets on 6x3 concrete pad
| Tolland | Bald Hill Road | Cingular | Tolland County Mutual Aid Fire Service | self-support lattice | 90 | 180 |  | replace 3 existing antennas with 3 new ones |  | install 6 tower mounted amplifiers @ 100'; remove one equipment cabinet and install one new one for UMTS
| Tolland | Bald Hill Road | Cingular | Tolland County Mutual Aid Fire Service | self-support lattice |  | 180 |  |  |  | extend equipment pad
| Tolland | Bald Hill Road | AT&T | Tolland County Mutual Aid Fire Service | self-support lattice | 90 | 180 |  | add 3 LTE antennas to 3 existing GSM/UMTS antennas
| Tolland | Bald Hill Road | AT&T | Tolland County Mutual Aid Fire Service | self-support lattice |  | 180 |  |  |  | install 50 kW diesel generator for backup power | diesel generator
| Tolland | Bald Hill Road | AT&T | Tolland County Mutual Aid Fire Service | self-support lattice | 90 | 180 |  | install 3 RRHs
| Tolland | Bald Hill Road | AT&T | Tolland County Mutual Aid Fire Service | self-support lattice | 90 | 180 |  | install 3x2300/1900 MHz antennas; relocate 3x700MHz antennas; |  | 6 new RRU & 1 cable
| Tolland | Bald Hill Road | AT&T | Tolland County Mutual Aid Fire Service | self-support lattice | [6 empty] | diesel generator | 30-kilowatt | no
| Tolland | Reed Road | Nextel | Omnipoint | monopole | 148 | 150 |  | replace omni-directional antenna at 120' with 12 panel antennas at 148'
| Tolland | Reed Road | T-Mobile | Omnipoint | monopole | 137.5 | 150 |  | add 6 RR90-17-XXDP panel antennas to 3 existing ones | pad
| Tolland | Reed Road | Verizon | Omnipoint | monopole | 127 | 150 |  | install 12 antennas | 12x30
| Tolland | Reed Road | Verizon | SBA | monopole | 127 | 150 |  | replace 3 of 12 existing antennas with 3 new 1900 MHz antennas
| Tolland | Reed Road | T-Mobile | SBA | monopole | 138 | 150 |  | install 3 LTE antennas w/ bias tees
| Tolland | Reed Road | Verizon | SBA | monopole | 127 | 150 |  | replace 6 antennas with 3 1900 and 3 2100 MHz antennas
| Tolland | Reed Road | T-Mobile | SBA | monopole | 138 | 150 |  | relocate 3 antennas, replace 3 antennas w 3x600/700/1900/2100 MHz antennas, add 3 rru's |  | replace standoff mount with new platform mount
Petition No. 1273 | Tolland | Metcalf Road | Verizon | Eversource | wood pole | 40.5 | 39 |  | single canister - 700 MHz | cabinet | utility pole in public ROW installed by Eversource for the purpose of supporting Verizon facility | battery backup
Docket No. 276 | Tolland | Peter Green Road | AT&T | AT&T | monopole | 120 | 120 | 710 | up to 12 antennas | pad
| Tolland | Peter Green Road | New Cingular | New Cingular | monopole | 120 | 120 | 710 | 6 dual band antennas | 12x20 | transfer of certificate
| Tolland | Peter Green Road | Verizon | New Cingular | monopole | 110 | 120 | 710 | install 6 PCS and 6 cellular antennas and 6 TMAs | 12x30 | transfer of certificate
| Tolland | Peter Green Road | Verizon | New Cingular | monopole | 110 | 120 | 710 | replace 12 existing antennas with 6 new cellular, 3 new PCS, and 3 new LTE antennas
| Tolland | Peter Green Road | AT&T | New Cingular | monopole | 122 | 120 | 710 | add 3 LTE antennas to 3 GSM and 3 UMTS antennas
| Tolland | Peter Green Road | Verizon | Crown Castle | monopole | 110 | 120 | 710 | replace 9 ant. w/ 3 850 MHz, 3 1900 MHz, 3 2100 MHz & 6 RRHs
| Tolland | Old Post Road | SCLP | Shannon Late | guyed-lattice | 125 | 150 |  | 9-Allgon 7120.16 panels |  | Share equip. bldg 11x18 space.
| Tolland | Old Post Road | AT&T | Old Post Road Holdings | guyed-lattice | 115 | 150 |  | add 6 Allgon 7250.03 panel antennas |  | 2 equipment cabinets on 6x3 concrete pad
| Tolland | Old Post Road | SNET/Cingular | Old Post Road Holdings | guyed-lattice | 127 | 150 |  | replace existing antennas with 3 EMS MB96RR900200, 6 tower mount amplifiers
| Tolland | Old Post Road | Pocket (now MetroPCS) | Old Post Road Holdings | guyed-lattice | 115 | 150 |  | flush mount 3 antennas
| Tolland | Old Post Road | AT&T | Old Post Road Holdings | guyed-lattice | 126 | 150 |  | replace 3 existing GSM/UMTS antennas with 3 new GSM/UMTS antennas and add 3 LTE antennas and 6 RRHs
| Tolland | Old Post Road | Sprint | Old Post Road Holdings | guyed-lattice | 147 | 150 |  | replace 6 CDMA antennas with 3 dual-band antennas |  | 4G/LTE upgrade
| Tolland | Old Post Road | AT&T | Old Post Road Holdings | guyed-lattice | 126 | 150 |  | add 1 GSM/UMTS antenna to 5 existing antennas
| Tolland | Old Post Road | AT&T | Old Post Road Holdings | guyed-lattice | 126 | 150 |  | replace 3 existing antennas with 3with 3 new 700/1900 MHZ, install 3 new RRHs
| Tolland | Old Post Road | Sprint | Old Post Road Holdings | guyed-lattice | 147 | 150 |  | add 3 2500 MHz antennas; install 6 RRHs
| Tolland | Old Post Road | AT&T | Old Post Road Holdings | guyed-lattice | 126 | 150 |  | install 3 700/2300 MHz antennas; add 8 RRHs
Docket No. 100 | Tolland | Ruops Road | SNET Cellular | SNET Cellular | monopole | 150 | 150 | 700 | (4-6)- 12' whips | 21x24
| Tolland | Ruops Road | SNET/SCLP | SNET/SCLP | monopole | [5 empty] | Transfer of Certificate from SNET to Springwich Cellular Limited Partnership
| Tolland | Ruops Road | SNET/SNET Paging | SNET/SCLP | monopole | 160 | 150 | 700 |  |  | 1-paging whip antenna
| Tolland | Ruops Road | SNET/SCLP | SNET/SCLP | monopole | 157 | 150 | 700 |  |  | BAM to share
| Tolland | Ruops Road | SCLP | SNET/SCLP | monopole | 150 | 150 | 700 |  |  | Replace 150' mono with new 150' monopole
| Tolland | Ruops Road | SCLP/Omni | SNET/SCLP | monopole | 160 | 150 | 700 | Canister mount |  | Mounting pipe on top of tower with canister attached
| Tolland | Ruops Road | SCLP/Sprint | SNET/SCLP | monopole | 130 | 150 | 700 | 9- 5' panels, DB 980 |  | GPS
| Tolland | Ruops Road | Nextel | SCLP | monopole | 120 | 150 |  | 12-panel antennas | 10'x20'
| Tolland | Ruops Road | AT&T | SprectraSite | monopole | 110 | 150 | 700 | 6 Allgon 7250.03 panel antennas | conc.pad
| Tolland | Ruops Road | SNET/Cingular | SCLP | monopole | 150 | 150 |  | replace existing antennas with up to 9 DUO4-8670 panel antennas, up to 6 ADC tower mount amplifiers, 1 LMU @ 38.75'
| Tolland | Ruops Road | Verizon | SCLP | monopole | 142 | 150 |  | replace 3 of 12 cellular antennas with 6 PCS antennas | 12x30
| Tolland | Ruops Road | Cingular/AT&T | SCLP | monopole | 110 | 150 |  | decommission AT&T antennas
| Tolland | Ruops Road | Cingular | American Tower | monopole | 151 | 150 |  | replace 3 existing antennas with 3 new ones
| Tolland | Ruops Road | Pocket (now MetroPCS) | American Tower | monopole | 105 | 150 |  | flush mount 3 antennas
| Tolland | Ruops Road | Verizon | American Tower | monopole | 142 | 150 | 700 | replace 3 existing cellular antennas with 3 new 700 MHz antennas
| Tolland | Ruops Road | AT&T | American Tower | monopole | 149 | 150 | 700 | replace 6 of 9 existing antennas with 3 LTE antennas and 3 new GSM antennas
| Tolland | Ruops Road | American Tower | American Tower | monopole |  | 150 | 700 |  |  | install diesel generator for backup power | diesel generator |  | shared
| Tolland | Ruops Road | Verizon | American Tower | monopole | 142 | 150 | 700 | replace 9 of 15 existing antennas with 3 new 700 MHz, 3 new 1900 MHz, and 3 new 2100 MHz antennas
| Tolland | Ruops Road | T-Mobile | American Tower Corporation | monopole | 105 | 155 | 700 | replace 3 antennas with 3 700 MHz antennas
| Tolland | Ruops Road | AT&T | American Tower Corporation | monopole | 149 | 155 | 700 | add 3 RRHs
| Tolland | Ruops Road | Sprint | American Tower Corporation | monopole |  | 155 | 700 |  |  | install fiber at facility. referred to site as 1 Eagle Hill Road
| Tolland | Ruops Road | Verizon | American Tower Corporation | monopole | 142 | 150 | 700 | replace 9 antennas w/ 6 2100 MHz antennas; relcate 3 RRHs, install 12 RRHs
| Tolland | Ruops Road | Sprint | American Tower Corporation | monopole | 133 | 155 | 700 | replace 6 existing w 3 x 850/1900 & 3 x 2500MHz antennas; add 12 RRH
| Tolland | Ruops Road | Verizon | American Tower Corporation | monopole | 140 | 165 | 700 | install 3 x 3600 MHz antennas; remove 3 RRUs & replace 9 rrus
Docket No. 159 | Tolland | Tolland Stage Road | DPS | DPS | self-support lattice | 120 | 120 | 660 | 3-7' mono, 1-4' dish, 1-4' mono, 1-4' yagi | 18x28 | Troop C
| Torrington | Highland Avenue | LAC | Hugo & Regina Gerbi | guyed-lattice | 205 | 260 | 1230 | shared use | 10x20 | rqst to trans cert -5/6/94; dc. ltr 5/23/94.
| Torrington | Highland Avenue | Nextel | SBA | guyed-lattice | 200 | 240 | 1230 | 12-Directional antennas | 10'x20'
| Torrington | Highland Avenue | Marcus | SBA | guyed-lattice | 60/100 | 260 | 1230 | 2 2' diameter dishes |  | install equipment in existing shelter
| Torrington | Highland Avenue | AT&T Wireless |  | guyed-lattice | 213 | 260 | 1230 | 2 panels |  | replacement of 2 existing panel antennas. Install new equipment in existing shelter
| Torrington | Highland Avenue | AT&T Wireless | SBA | guyed-lattice | 200 | 260 | 1230 | replace existing whip antennas with 6 ALP 7145.26 panel antennas
| Torrington | Highland Avenue | AT&T Wireless | SBA | guyed-lattice |  | 260 | 1230 | add GPS antennas for E911
| Torrington | Highland Avenue | New Cingular | SBA | guyed-lattice | 245 | 260 | 1230 | up to 6 Powerwave 7770 dual band antennas | 12x20
| Torrington | Highland Avenue | Verizon | SBA | guyed-lattice | 200 | 260 | 1230 | remove 12 existing antennas; install 6 cellular and 3 PCS antennas | 12x30
| Torrington | Highland Avenue | Verizon | SBA | guyed-lattice | 200 | 260 | 1230 | replace 12 existing antennas with 6 cellular, 3 PCS and 3 LTE antennas |  | 4G/LTE upgrade
| Torrington | Highland Avenue | AT&T | SBA | guyed-lattice | 245 | 260 | 1230 | add 3 multi-band antennas to 6 GSM/UMTS antennas |  | 4G/LTE upgrade
| Torrington | Highland Avenue | AT&T | SBA | guyed-lattice | 245 | 260 | 1230 | install 3 previously approved RRHs
| Torrington | Highland Avenue | AT&T | SBA | guyed-lattice | 245 | 260 | 1230 | replace 3 antennas w 3x 700/850/1900 &install 3x700/850/2100/2300 MHz antennas; add 9 RRUs | replace 3 RRU's & upgrade equipment
| Torrington | Wright Road | Verizon | Sprint Sites | monopole | 138 | 148 |  | add 12 DB950G85E-M panel antennas | 12x30 | town on @ 153'; Sprint on @ 148'
| Torrington | Wright Road | Verizon | Sprint Sites | monopole | 136 | 148 |  | replace 6 PCS with 6 cellular antennas
| Torrington | Wright Road | Verizon | Crown Castle | monopole | 138 | 148 |  | replace 6 of 12 existing antennas with 3 PCS and 3 LTE antennas
| Torrington | Wright Road | Sprint | Crown Castle | monopole | 148 | 148 |  | replace 6 existing CDMA antennas with 3 quad pole antennas for LTE
| Torrington | Wright Road | AT&T | Crown Castle | monopole | 128 | 148 |  | install 12 antennas and 12 RRHs | 11.5x16 |  | diesel generator
| Torrington | Wright Road | Sprint | Crown Castle | monopole | 148 | 148 |  | add 3 new CDMA/LTE antennas to 3 existing ones
| Torrington | Wright Road | AT&T | Crown Castle | monopole | 128 | 148 |  | install 3 700/1900 MHz ant; 9 RRHs | 5'5"x10' pad | tower share
| Torrington | Wright Road | Sprint | Crown Castle | monopole | 148 | 148 |  | install 3 2500 MHz antennas & 3 RRHs
| Torrington | Wright Road | T-Mobile | Crown Castle | monopole | 114 | 148 |  | install 4 x 1900/2100MHz & 4x600/700MHz |  | add 8xrru's & 5 cables | diesel generator | 25kW with a 194hr runtime
| Torrington | Wright Road | Verizon | Crown Castle | monopole | 138 | 148 |  | replace 6 antennas w 3 x 700/850/1900 MHz & 3x700/1900/2100 MHz antennas; replace 3 rrus & install 3 rrus
Docket No. 178 | Torrington | Highland Avenue | CL&P/DPS | CL&P/NU | self-support lattice | 192 | 195 | 1353 | 6-13' whips, 6-dishes |  | Increase tower from 140 ft to 195 ft
| Torrington | Highland Avenue | CL&P | CL&P/NU | self-support lattice |  | 195 | 1353 |  |  | replace existing guyed lattice tower with new self-supporting lattice tower of same height
| Torrington | Highland Avenue | CL&P | CL&P/NU | self-support lattice | 162 | 195 | 1353 | replace existing microwave dish @ 115' with new microwave dish @ 162'
| Torrington | Highland Avenue | Eversource (f/k/a CL&P) | CL&P/NU | self-support lattice | 165, 187 | 195 | 1353 | install 2 x 220 MHz antennas | upgrade g.l equipment
| Torrington | East Main Street | VoiceStream | SBA | monopole | 133 | 153 | 1100 | 6-EMS dual-pol antennas | cabinet
| Torrington | East Main Street | T-Mobile (VoiceStream) | SBA | monopole | 133 | 153 | 1100 | E911 upgrade
| Torrington | East Main Street | Verizon | SBA | monopole | 123 | 153 | 1100 | add 12 DE950G65E-M panel antennas | 12x30 | Sprint on @ 151'; Nextel on @ 141.5'; Torrington PD on @ 102'
| Torrington | East Main Street | Cingular | SBA | monopole | 95 | 153 | 1100 | up to 12 CSS DUO-1417-8686 panel antennas | 12x20 | assoc. equipment: 6 TTAs, 3 CSS combiners
| Torrington | East Main Street | Verizon | SBA | monopole | 123 | 153 | 1100 | replace 6 DB950F65E-M antennas with 6 LPA-80063/6CF antennas
| Torrington | East Main Street | Cingular | SBA | monopole | 95 | 153 | 1100 | remove 9 existing antennas, 6 TMAs, and 3 diplexers; replace with 6 new antennas, 6 TMAs, 6 diplexers |  | UMTS upgrade
| Torrington | East Main Street | Pocket (now MetroPCS) | SBA | monopole | 85 | 153 | 1100 | flush mount 3 antennas
| Torrington | East Main Street | Sprint Nextel | SBA | monopole | 155 | 153 | 1100 | replace 3 of 6 antennas, install 1 TMA
| Torrington | East Main Street | Sprint | SBA | monopole | 150 | 153 | 1100 | replace 6 existing antennas with 3 dual-band antennas |  | 4G/LTE upgrade
| Torrington | East Main Street | Verizon | SBA | monopole | 123 | 153 | 1100 | replace 6 of 12 existing antennas with 6 PCS and 3 LTE antennas |  | 4G/LTE upgrade
| Torrington | East Main Street | AT&T | SBA | monopole | 95 | 153 | 1100 | add 3 multi-band antennas to 6 existing GSM/UMTS antennas for LTE purposes |  | 4G/LTE upgrade
| Torrington | East Main Street | Verizon | SBA | monopole | 123 | 153 | 1100 | replace 1 of 15 existing antennas with 1 LTE antenna
| Torrington | East Main Street | AT&T | SBA | monopole | n/a | 153 | 1100 | n/a |  | install 50 kW diesel generator for backup power | diesel generator
| Torrington | East Main Street | Sprint | SBA | monopole | 153 | 153 | 1100 | add 3 new dual band antennas to 3 existing antennas
| Torrington | East Main Street | AT&T | SBA | monopole | 95 | 153 | 1100 | Replace platform and install 12 antennas 15 RRHs, 6 A2 modules, 3 TMAs
| Torrington | East Main Street | Verizon | SBA | monopole | 123 | 153 | 1100 | replace 9 antennas with 3 700, 3 1900, and 3 2100 MHz antennas
| Torrington | East Main Street | AT&T | SBA | monopole | 95 | 153 | 1100 | replace 3 RRHs w/ new RRHs
| Torrington | East Main Street | Verizon | SBA | monopole | 123 | 153 | 1100 | replace 6 ant w/ 3 700/1900 MHz, 3 1900 MHz; replace 3 RRHs
| Torrington | East Main Street | AT&T | SBA | monopole | 95 | 153 | 1100 | replace 3 antennas w 3 x 700/2300 MHz antennas & install 3 x 700/850/2100 MHz antennas; add 6 rru's
| Torrington | Wheeler Road | Verizon | T-Mobile | monopole | 140 | 160 | 1032 | add 12 panel antennas | 12x30 | T-Mobile on @ 160'; Sprint on @ 150'
| Torrington | Wheeler Road | Verizon | T-Mobile | monopole | 140 | 160 | 1032 | replace 6 antennas with 6 new antennas
| Torrington | Wheeler Road | Cingular | T-Mobile | monopole | 130 | 160 | 1032 | install 6 panel antennas | 12x20
| Torrington | Wheeler Road | Verizon | T-Mobile | monopole | 140 | 160 | 1032 | replace 10 of 12 antennas with 4 cellular, 3 PCS and 3 LTE antennas
| Torrington | Wheeler Road | AT&T | T-Mobile | monopole | 130 | 160 | 1032 | add 3 multi-band antennas to 6 existing GSM/UMTS antennas for LTE purposes
| Torrington | Wheeler Road | MetroPCS | T-Mobile | monopole |  | 160 | 1032 |  |  | replace radio cabinet as part of LTE upgrade
| Torrington | Wheeler Road | Sprint | Crown Castle | monopole | 150 | 160 | 1032 | replace 6 CDMA antennas with 3 dual-band antennas |  | 4G/LTE upgrade
| Torrington | Wheeler Road | T-Mobile | Crown Castle | monopole | 160 | 160 | 1032 | replace 4 GSM antennas with 3 new GSM/UMTS and 3 new LTE antennas |  | 4G/LTE upgrade
| Torrington | Wheeler Road | T-Mobile | Crown Castle | monopole | 160 | 160 | 1032 | add 3 LTE antennas to 6 existing GSM/UMTS antennas |  | 4G/LTE upgrade
| Torrington | Wheeler Road | Sprint | Crown Castle | monopole | 150 | 160 | 1032 | add 3 new CDMA/LTE antennas to 3 existing ones
| Torrington | Wheeler Road | Sprint | Crown Castle | monopole | 150 | 160 | 1032 | install 3 2500 MHz antennas; add 3 RRHs
| Torrington | Wheeler Road | AT&T | Crown Castle | monopole | 130 | 160 | 1032 | replace 3 antennas with 3 x 700/1900 MHz antennas and install 3 RRHs
| Torrington | Wheeler Road | AT&T | Crown Castle | monopole | [6 empty] | diesel generator | 30-kilowatt | no
Petition No. 79 | Torrington | Prospect Street | SNET | SNET | rooftop | 53 | 45 | 580 | 1-8' dish |  | replace 1-5' dish with 1-8' dish
Docket No. 277 | Torrington | Burr Mountain Road | Sprint | Sprint | monopole | 195 | 198 | 1044 | 9 panel antennas | pad
Docket No. 277 | Torrington | Burr Mountain Road | Verizon | Sprint | monopole | 185 | 198 | 1044 | 12 PCS antennas | 12x30
| Torrington | Burr Mountain Road | Cingular | Sprint | monopole | 175 | 198 | 1044 | install up to 6 CSS XDUO 1416-80 panel antennas | 12x20 | install TTAs behind antennas
| Torrington | Burr Mountain Road | Nextel | Sprint | monopole | 160 | 198 | 1044 | 12 panel antennas | 12x20
| Torrington | Burr Mountain Road | Verizon | Sprint | monopole | 185 | 198 | 1044 | replace 6 PCS antennas with 6 cellular antennas
| Torrington | Burr Mountain Road | T-Mobile | Sprint | monopole | 155 | 198 | 1044 | install 9 antennas and 6 TMAs | pad
| Torrington | Burr Mountain Road |  | TowerCo, LLC | monopole |  | 198 | 1044 |  |  | Transfer of Certificate from Sprint
| Torrington | Burr Mountain Road | Pocket (now MetroPCS) | TowerCo, LLC | monopole | 141.5 | 198 | 1044 | flush mount 3 antennas
| Torrington | Burr Mountain Road | Cingular | TowerCo, LLC | monopole | 175 | 198 | 1044 | replace 6 existing antennas, 12 TMAs with 6 new antennas, 6 TMAs, 6 diplexers |  | UMTS upgrade
| Torrington | Burr Mountain Road | Verizon | TowerCo, LLC | monopole | 185 | 198 | 1044 | replace 6 of 12 existing antennas with 3 PCS and 3 LTE antennas
| Torrington | Burr Mountain Road | AT&T | SBA | monopole | 175 | 198 | 1044 | add 3 multi-band antennas to 6 existing GSM/UMTS antennas for LTE purposes
| Torrington | Burr Mountain Road | Sprint | SBA | monopole | 191.5 | 198 | 1044 | replace 6 CDMA antennas with 3 dual-band antennas |  | 4G/LTE upgrade
| Torrington | Burr Mountain Road | AT&T | SBA | monopole |  | 198 | 1044 |  |  | install 50 kW diesel generator for backup power | diesel generator
| Torrington | Burr Mountain Road | T-Mobile | SBA | monopole | 155 | 198 | 1044 | replace 3 existing antennas with 6 new multi-band antennas |  | 4G/LTE upgrade
| Torrington | Burr Mountain Road | Sprint | SBA | monopole | 191.5 | 198 | 1044 | add 3 dual band antennas to 3 existing antennas
| Torrington | Burr Mountain Road | AT&T | SBA | monopole | 175 | 198 | 1044 | replace three existing remote radio units with three new remote radio units
| Torrington | Burr Mountain Road | T-Mobile | SBA | monopole | 155 | 195 | 1044 | relocate 3 antennas, add 3 antennas |  | add 3 RRHs on ground-mounted frame
| Torrington | Burr Mountain Road | AT&T | SBA | monopole | 175 | 198 | 1044 | replace 6 antennas w 3x700/1900 MHz & 3x700/2300 MHz antennas; add 6 rru's
| Torrington | Burr Mountain Road | T-Mobile | SBA | monopole | 155 | 195 | 1044 | replace 3 antennas w 3 x 600/700 MHz antennas; add 3 rru's
Petition No. 1055 | Torrington | University Drive | AT&T | CT Public Broadcasting | guyed-lattice | 295 | 300 |  | install 6 antennas and 6 RRHs | 12x20
Petitin No. 513 | Trumbull | Quarry Road | AT&T | CL&P | utility pole | 153-160 | 150 |  | 3 panel antennas @ 160', 3 panel antennas @ 153' | 12x20 | Snet also on tower
| Trumbull | Quarry Road | Sprint | CL&P | utility pole | 100 | 150 |  | 3 panel antennae | cabinets
| Trumbull | Quarry Road | AT&T | CL&P | utility pole | 160 | 150 |  | replace existing antennas in kind | cabinets | additional equipment in existing shelter
| Trumbull | Quarry Road | AT&T | CL&P | utility pole |  | 150 |  | add GPS antenna for E911
| Trumbull | Quarry Road | AT&T | CL&P | utility pole | 160 | 150 |  | replace 3 existing antennas with 3 new antennas
| Trumbull | Quarry Road | Sprint | CL&P | utility pole | 100 | 150 |  | replace 3 CDMA antennas with 3 dual-band antennas |  | 4G/LTE upgrade
| Trumbull | Quarry Road | AT&T | CL&P | utility pole | 160 | 150 |  | replace 3 antennas with 3 new 700/850/1900/2300 antennas, replace 3 TMAs with 6 new TMAs and add 6 cables
| Trumbull | Quarry Road | Sprint | CL&P | utility pole | 100 | 150 |  | replace 3 antennas w 3 x 800/1900/2500 MHz anennas | install 3 rru's on new h-frame
Docket No. 421 | Trumbull | Edison Road | T-Mobile | T-Mobile | monopole | 130 | 130 | 322 | install 6 antennas | pad |  | battery backup | 12-16 hour capacity
| Trumbull | Edison Road |  | Phoenix Partnership | monopole |  | 130 | 322 |  |  | Transfer of Certificate
Sub-petition No. 1133 | Trumbull | Edison Road | Town of Trumbull | Phoenix Partnership | monopole | 143 | 143 | 322 | Town antennas |  | Petition No. 1133 EFR subpetition to increase height of tower 13' to accommodate town emergency antennas
| Trumbull | Edison Road |  | Blue Sky Towers | monopole |  | 143 | 322 |  |  | Transfer Certificate to Blue Sky Towers
Sub-petition No. 1133 | Trumbull | Edison Road | Verizon | Blue Sky Towers | monopole | 109 | 143 | 322 | install 9 antennas & 9 RRHs on T-arms | 3 cabinets | Sub-petition No. 1133 EFR | natural gas generator | 15 kw
| Trumbull | Edison Road | T-Mobile | Blue Sky Towers | monopole | 120 | 143 | 322 | replace 3 antennas w 3x 700/600MHz antennas; replace 3 RRU's
Petition No. 939 | Trumbull | Reservoir Road | MetroPCS | CL&P | utility pole | 110 | 100 |  | install 6 panel antennas on pipe mast extension
| Trumbull | Indian Ledge Park Road | Sprint | Candid Communications | monopole | 165 | 195 | 322 | 12 panel | cabinet | GPS at 85'
| Trumbull | Indian Ledge Park Road | SNET | Candid Communications | monopole | 185 | 195 | 322 | 12 panel - DB846H80 | 11x20
| Trumbull | Indian Ledge Park Road | AT&T | Candid Communications | monopole | 175 | 195 | 322 | add 6 Allgon 7250.02 antennas |  | 2 cabinets on concrete pad
| Trumbull | Indian Ledge Park Road | Cingular | Candid Communications | monopole | 185 | 195 | 322 | upgrade for GSM service
| Trumbull | Indian Ledge Park Road | Verizon | Candid Communications | monopole | 155 | 195 | 322 | install 12 LPd006513 panel antennas | 12x30
| Trumbull | Indian Ledge Park Road | T-Mobile | Candid Communications | monopole | 145 | 195 | 322 | install 9 EMS RR90-17-02DP panel antennas | pad | three Nortel S1200 cabinets
| Trumbull | Indian Ledge Park Road | Verizon | Candid Communications | monopole | 155 | 195 | 322 | replace 6 cellular antennas with 6 PCS antennas
| Trumbull | Indian Ledge Park Road | Nextel | Candid Communications | monopole | 135 | 195 | 322 | install 12 panel antennas | 12x20
| Trumbull | Indian Ledge Park Road | New Cingular | Candid Communications | monopole | 190 | 195 | 322 | remove 9 existing antennas, install 6 dual band antennas | 12x20
| Trumbull | Indian Ledge Park Road | T-Mobile | Candid Communications | monopole | 145 | 195 | 322 |  |  | install 6 tower mounted amplifiers
| Trumbull | Indian Ledge Park Road | Cingular/AT&T | Candid Communications | monopole | 175 | 195 | 322 | remove all AT&T antennas
| Trumbull | Indian Ledge Park Road | Sprint | Candid Communications | monopole | 164 | 195 | 322 | install 3 WiMAX antennas and 2 microwave dish |  | install 1 WiMAX power cabinet and 1 radio cabinet
| Trumbull | Indian Ledge Park Road | Verizon | Candid Communications | monopole | 155 | 195 | 322 | replace 2 old cellular antennas with 2 new ones
| Trumbull | Indian Ledge Park Road | Clearwire | Candid Communications | monopole | 164 | 195 | 322 | install 3 antennas and 3 microwave dishes
| Trumbull | Indian Ledge Park Road | T-Mobile | Candid Communications | monopole | 145 | 195 | 322 | replace 3 existing antennas with 3 new ones |  | UMTS upgrade
| Trumbull | Indian Ledge Park Road | Verizon | Candid Communications | monopole | 155 | 195 | 322 | replace 6 PCS with 3 new PCS and 3 700 MHz antennas
| Trumbull | Indian Ledge Park Road | AT&T | Candid Communications | monopole | 187 | 195 | 322 | add 3 antennas and 6 RRHs to 6 existing antennas and 6 TMAs
| Trumbull | Indian Ledge Park Road | Sprint | Crown Castle | monopole | 166 | 195 | 322 | replace 6 existing CDMA antennas with 3 quad pole antennas for LTE
| Trumbull | Indian Ledge Park Road | Verizon | Crown Castle | monopole | 155 | 195 | 322 | replace 3 of 12 existing antennas with 3 LTE antennas
| Trumbull | Indian Ledge Park Road | AT&T | Crown Castle | monopole |  | 195 | 322 |  |  | install 50 kW diesel generator for backup power | diesel generator
| Trumbull | Indian Ledge Park Road | Verizon | Crown Castle | monopole | 155 | 195 | 322 | add 3 AWS antennas to 12 existing antennas
| Trumbull | Indian Ledge Park Road | Sprint | Crown Castle | monopole | 166 | 195 | 322 | add 3 new CDMA/LTE antennas to 3 existing ones
| Trumbull | Indian Ledge Park Road | T-Mobile | Crown Castle | monopole | 145 | 195 | 322 | replace 6 antennas with 3 1900/2100 MHz antennas and 3 700/2100 MHz antennas
| Trumbull | Indian Ledge Park Road | AT&T | Crown Castle | monopole | 187 | 195 | 322 | replace 3 antennas w/ 3 700 MHz antennas; add 3 RRHs
| Trumbull | Indian Ledge Park Road | Sprint | Crown Castle | monopole | 166 | 195 | 322 | install 3 2500 MHz antennas
| Trumbull | Indian Ledge Park Road | Verizon | Crown Castle | monopole | 155 | 195 | 322 | replace 9 antennas w/ 3 700 MHz, 3 1900 MHz, 3 2100 MHz antennas; replace 3 RRHs and add 6 RRHs
| Trumbull | Indian Ledge Park Road | AT&T | Crown Castle | monopole | 187 | 195 | 322 | replace 3 antennas w 3 x 700/850/2100 MHz antennas; add 3 rru's
| Trumbull | Indian Ledge Park Road | T-Mobile | Crown Castle | monopole | 144 | 195 | 322 | replace 3 w 3 x 600/700/2100 MHz antennas; replace 3 rru's
Petition No. 872 | Trumbull | Quail Trail | T-Mobile | CL&P | utility pole | 105 | 95 |  | install six panel antennas | pad
| Trumbull | Quail Trail | T-Mobile | CL&P | utility pole | 105 | 95 |  | replace 3 existing antennas with 3 UMTS antennas |  | UMTS upgrade
| Trumbull | Quail Trail | T-Mobile | Eversource | utility pole | 105 | 95 |  | replace 3 ant w/ 3 700/1900/2100 MHz ant
Dockt No. 446 | Trumbull | Commerce Drive | Verizon | Verizon | monopole | 80 | 80 | 170 | install 15 antennas | 12x30 |  | 50 kW diesel generator
Petition No. 918 | Trumbull | Bob White Lane | United Illuminating | United Illuminating | wood pole | 79 | 79 | 223 | four small utilinet radios at var. heights
Petition No. 437 | Trumbull | Huntington Turnpike | UI | UI | wood pole | 79 | 79 |  | Cell Master Unit | cabinet | replace 30' wood utility pole with 79' wood utility pole
| Trumbull | Jeffery Place | Verizon | Tarpon Towers | monopole | 140 | 150 |  | install 12 antennas & 9 RRHs on low-profile platform | 2 cabinets | tower share. Town-owned property. Town-approved facility. Not yet constructed.
Petition No. 504 | Trumbull | Merrimac Drive | UI | UI | monopole | 50 | 60 |  | 2 Cell Master Unit | cabinet
Petition No. 527 | Trumbull | Nichols Avenue | AT&T | CL&P | utility pole | 100 | 90 |  | install 12 panel antennas | cabinets | 10' power mount CL&P structure 833
| Trumbull | Nichols Avenue | Cingular (AT&T) | CL&P | utility pole | 100 | 90 |  | remove 12 existing antennas and 6 TMAs; replace with 6 new antennas and 6 TMAs
| Trumbull | Nichols Avenue | AT&T | CL&P | utility pole | 101 | 90 |  | replace 3 of 6 existing antennas with 3 new ones
| Trumbull | Nichols Avenue | AT&T | CL&P | utility pole | 101 | 95 |  | replace 3 ant. w/ 3 700/1900 MHz ant; replace 3 TMAs
Petition No. 400 | Trumbull | Rocky Hill Road | Omni | CL&P | utility pole | 136 (157) | 130 (150) |  | 1-72"x16" diameter canister | 10x5.5 slab | CL&P pole 845, 1-EMS TRR90-17-000DP
| Trumbull | Rocky Hill Road | VoiceStream | CL&P | utility pole | 165 | 150 |  | 6 panel (RACAL 8265T2-RO) | 2 cabinets | replacement of 3 antennas at 157 and installation of 3 antennas at 163 - pipe mast CL&P tower 845
| Trumbull | Rocky Hill Road | T-Mobile (VoiceStream) | CL&P | utility pole | 133 | 150 |  | E911 upgrade
Petition No. 915 | Trumbull | Rocky Hill Road | T-Mobile | CL&P | utility pole | 164 | 150 |  | add 3 new antennas |  | install pipe mast extension to 166'
| Trumbull | Rocky Hill Road | Verizon | Eversource | utility pole | 90 | 150 |  | install 3 antennas and 3 RRHs | 10'6"x16'6" | Petition No. 1133 EFR subpetition | diesel generator
Docket No. 77 | Trumbull | Video Lane | BAM | Hi Ho Tower Inc | guyed-lattice | 230 | 486 | 529 | 2-13' whips, 3-8' reflect. ant |  | existng tower, trans @ 230, rec @ 250
| Trumbull | Video Lane | BAM | Hi Ho Tower Inc | guyed-lattice | 150 | 486 | 529 | 8' dish, 10'dish |  | 10' at 100'agl,8' at 150'agl
| Trumbull | Video Lane | BAM | Cellco partnership | guyed-lattice |  | 486 |  |  |  | Transfer of Certificate from BAM to Cellco Partnership
| Trumbull | Video Lane | BAM | Hi Ho Tower Inc | guyed-lattice | 230 | 486 | 529 | 15- ALP 9212 |  | Replace Antennas
| Trumbull | Video Lane | VoiceStream | Hi Ho Tower Co. | guyed-lattice | 242 | 457 |  | 3-panel antennas | cabinet
| Trumbull | Video Lane | T-Mobile (VoiceStream) | Hi Ho Tower Inc | guyed-lattice | 242 | 486 | 529 | E911 upgrade
| Trumbull | Video Lane | WEDW-DTV | Pinnacle Towers | guyed-lattice | 360 | 486 | 529 | increase power to existing antenna |  | replacement of antenna allowed 8/29/01
| Trumbull | Video Lane | T-Mobile (VoiceStream) | Pinnacle Towers | guyed-lattice | 244 | 486 | 529 | replace 3 existing antennas with 6 dualpol antennas |  | add 2 new equipment cabinets
| Trumbull | Video Lane | Verizon | Pinnacle Towers | guyed-lattice | 232, 238 | 486 | 529 | replace 6 existing cellular antennas with 6 dual-band antennas
| Trumbull | Video Lane | Marcus | Global Signal | guyed-lattice | var. | 486 | 529 | add several dish antennas at various hts.
| Trumbull | Video Lane | Verizon | Global Signal | guyed-lattice | 232, 238 | 486 | 529 | replace 6 DB774F90ESXM antennas with 2 BXA-185085/12CF and 1 BXA-185063/8CF antennas @ 238' and 2 bxa-80080/6cf AND 1 bxa-80063/6cf ANTENNAS @ 232'
| Trumbull | Video Lane | MediaFLO | Global Signal | guyed-lattice | 299 | 486 | 529 | install 12' pylon antenna; install 2 satellite dishes on ground | 12x20 | GPS on equipment shelter
| Trumbull | Video Lane | T-Mobile | Crown Castle | guyed-lattice | 247 | 486 | 529 | add 3 new antennas to 3 existing antennas |  | UMTS upgrade
| Trumbull | Video Lane | Verizon | Crown Castle | guyed-lattice | 232 | 486 | 529 | add 3 LTE antennas to 6 existing antennas
| Trumbull | Video Lane | Verizon | Crown Castle | guyed-lattice | 232 | 457 | 529 | replace 9 antennas w/ 3 dual 700/1900 MHz, 3 850 MHz, 2 2100 MHz
| Trumbull | Video Lane | T-Mobile | Crown Castle | guyed-lattice | 247 | 457 |  | remove 6 antennas, install 3 1900/2100 MHz antennas
| Trumbull | Video Lane | Verizon | Crown Castle | guyed-lattice | 232 | 457 |  | install 3 RRHs
| Trumbull | Video Lane | T-Mobile | Crown Castle | guyed-lattice | 247 | 457 |  | replace 6 antennas with 3 700 and 3 1900/2100 MHz antennas |  | remove all @ 269', 264', 251', and 214'
| Trumbull | Video Lane | T-Mobile | Crown Castle | guyed-lattice | 247 | 457 | 529 | replace 3 antennas w 3 x 600/700 MHz antennas; add 3 rru's |  | replace t-arm mounts with sector frame mounts
| Trumbull | Video Lane | DISH | Crown Castle | guyed-lattice | 290 | 457 | 528 | install 3 x 1900/210 MHz antennas & 5 rru's | 1 cabinet in existing shelter | install 1 x MW dish on ice bridge
| Union | Buckley Highway | BAM | Wayne & Kathy Lee Kemp | self-support lattice | 150 | 160 |  | 12 Panels and 1 gps @ 90' (Panels ALP-E-9011) | 12x30
| Union | Buckley Highway | BAM | Wayne & Kathy Lee Kemp | self-support lattice | 159 | 160 |  | 4-whips | 10x20 | 3-GPS antennas at 90 ft.
| Union | Buckley Highway | Sprint | New England Site Manage. | self-support lattice | 130 | 168 |  | 12 panel (DB 978F65E-M) | cabinets | GPS at 75
| Union | Buckley Highway | AT&T | Wayne & Kathy Lee Kemp | self-support lattice | 120 | 168 |  | add 6 Allgon 7250.03 panel antennas |  | 2 new equipment cabinets on 6x3 concrete pad
| Union | Buckley Highway | Cingular | Wayne & Kathy Lee Kemp | self-support lattice | 120 | 168 |  | remove 3 existing antennas, install 3 new ones |  | install 6 tower mount amplifiers; remove one equipment cabinet, install one new cabinet
| Union | Buckley Highway | Verizon | Wayne & Kathy Lee Kemp | self-support lattice | 150 | 168 |  | replace 12 existing antennas with 6 new cellular and 6 new PCS antennas
| Union | Buckley Highway | Cingular | Wayne & Kathy Lee Kemp | self-support lattice |  | 168 |  |  |  | extend equipment pad
| Union | Buckley Highway | Pocket (now MetroPCS) | Wayne & Kathy Lee Kemp | self-support lattice | 110 | 168 |  | flush mount 3 antennas
| Union | Buckley Highway | Verizon | Wayne & Kathy Lee Kemp | self-support lattice | 150 | 168 |  | replace 6 existing PCS antennas with 3 new PCS and 3 700 MHz antennas
| Union | Buckley Highway | AT&T | Wayne & Kathy Lee Kemp | self-support lattice | 120 | 168 |  | add 3 LTE antennas to 3 existing antennas
| Union | Buckley Highway | T-Mobile | New England Site Manage. | self-support lattice | 140 | 168 |  | replace 6 existing antennas with 3 new GSM/UMTS and 3 new LTE antennas
| Union | Buckley Highway | T-Mobile | New England Site Manage. | self-support lattice | 140 | 168 |  | replace 3 antennas w/ 3 LTE antennas
| Union | Buckley Highway | Verizon | Navigator Properties a/k/a Mariner Tower | self-support lattice | 150 | 168 |  | replace 6 antennas with 3 700/2100 MHz antennas and 3 1900 MHz; 6 RRHs and 2 cables
| Union | Buckley Highway | Sprint | Navigator Properties a/k/a Mariner Tower | self-support lattice | 130 | 168 |  | replace 6 antennas w 3x850/1900 & 3x2500MHz antennas; add 12RRHs
| Union | Buckley Highway | T-Mobile | New England Site Manage. | self-support lattice | 140 | 168 |  | replace 6 antennas w 3 x 600/700/2100 MHz & 3x1900 MHz antennas ; replace 3 rru's & install 3 rru's
Docket No. 36 | Union | Stickney Hill Road | Continental Cablevision | Continental Cablevision | self-support lattice | 110 | 110 | 1250 | 1-10' dish | 8'x10'
| Union | Stickney Hill Road | CCW | Continental Cablevision | self-support lattice |  | 110 | 1250 |  |  | 10/25/89 rcvd
| Union | Stickney Hill Road | SNET/SCLP | Continental Cablevision | self-support lattice | 69-100 | 110 | 1250 | add 10 antennas | 12x26
| Union | Stickney Hill Road | CCW | Continental Cablevision | self-support lattice |  | 110 | 1250 |  |  | 1/6/95 rcvd - install generator | generator
| Union | Stickney Hill Road | Yankee Microwave | Continental Cablevision | self-support lattice | 95 | 110 | 1250 | 1-6' dish
| Union | Stickney Hill Road | Cingular | Continental Cablevision | self-support lattice | 119&113 | 110 | 1250 | replace existing with 6 CSS DUO1417-4-0, 4 tower mount amplifiers, 2 duplexers @ 119', 3 CSS DUO1417-8686-4-0, 2 tower mount amplifiers, 1 duplexer @ 113'
| Union | Stickney Hill Road | Cingular | Cox Communications | self-support lattice | 119 | 110 | 1250 | remove 9 existing antennas, install 3 new ones |  | install 3 diplexers
| Union | Stickney Hill Road | AT&T | Cox Communications | self-support lattice | 111, 119 | 110 | 1250 | replace 3 existing GSM antennas with 3 new GSM antennas @ 111'; add 3 new LTE antennas and 6 RRHs @ 117'; retain 3 UMTS antennas @ 119' |  | install 3 diplexers
| Union | Stickney Hill Road | AT&T | Cox Communications | self-support lattice |  | 110 | 1250 | relocate 3 antennas, replace 6 antennas w 3 x 700/1900 MHz & 3 x 700/850/1900/2100MHz; replace 3 RRU's and install 3 x RRUa
| Union | Holland Road | SCLP | Sprint | monopole | 140 | 150 |  | 7-panel antennas | 12x20 | 80 kW generator | generator
| Union | Holland Road | AT&T | Sprint | monopole | 130 | 150 |  | 3 panel (Allgon 7250) | cabinets
| Union | Holland Road | SNET/Cingular | Sprint | monopole | 140 | 150 |  | change existing antennas for 9 CSS DUO4-8670, 6 tower mount amplifiers, 1 LMU
| Union | Holland Road | AT&T | Sprint | monopole | 130 | 150 |  | remove all antennas
| Union | Holland Road | Cingular | Sprint | monopole | 140 | 150 |  | replace 1 existing antenna in Sector 2 |  | install 4 tower mounted amplifiers in Sector 2 and 3 diplexers
| Union | Holland Road | MetroPCS | Sprint | monopole | 130 | 150 |  | install 6 panel antennas
| Union | Holland Road | AT&T | Crown Castle | monopole | 140 | 150 |  | add 3 LTE antennas to 5 existing antennas
| Union | Holland Road | Sprint | Crown Castle | monopole |  | 150 |  |  |  | install 1 RRH cabinet and 1 fiber junction box
| Union | Holland Road | Sprint | Crown Castle | monopole | 150 | 150 |  | remove 4 antennas & install 3x850/1900 MHz antennas & 3x2500MHz antennas; add 12 rru's
| Union | Holland Road | AT&T | Crown Castle | monopole | 140 | 150 |  | remove 5 antennas & install 3x850/2300MHz & 3x700/1900/2100MHz antennas; add 6 rru's
| Union | Carion Road | Sprint | Crown Castle | monopole | 180 | 180 |  |  |  | install 1 RRH cabinet and 1 fiber junction box
| Union | Carion Road | Sprint | Crown Castle | monopole | 180 | 180 |  | replace 6 antennas w 3x850/1900 & 3x2500MHz antennas; add 12RRHs
Docket No. 159 | Union | Bald Hill Road | DPS | DPS | self-support lattice | 180 | 180 | 1260 |  | 18x41 | Replace 40' wood pole/ 8-csp ant., 8-NU ant., 1-town ant.,
| Union | Bald Hill Road | DPS | CL&P/NU | self-support lattice | 100 | 180 | 1260 | 1-8' dish |  | total 18 antennnas
| Union | Bald Hill Road | Omni | CL&P/NU | self-support lattice | 120 | 180 | 1260 | 3-panels, 56" x 8" x 2.75" |  | 3-EMS RR90-17-00DP
| Union | Bald Hill Road | T-Mobile (VoiceStream) | CL&P/NU | self-support lattice | 120 | 180 | 1260 | E911 upgrade
| Union | Bald Hill Road | AT&T | CL&P/NU | self-support lattice | 80 | 180 | 1260 | add 6 Allgon 7250.03 panel antennas | pad | up to 4 equipment cabinets on concrete pad
| Union | Bald Hill Road | MetroPCS | CL&P/NU | self-support lattice | 80 | 180 | 1260 | install six panel antennas | pad
| Union | Bald Hill Road | Eversource (f/k/a CL&P) | CL&P/NU | self-support lattice | 178, 130 & 90 | 180 | 1260 | install one microwave at 130 & 90. Replace 2 whip antennas at 106' & 69' w/ double-stacked ant. At 178
| Union | Bald Hill Road | T-Mobile | CL&P/NU | self-support lattice | 120 | 180 |  | replace 3 antennas w 3 x 600/700 MHz & install 3 x 1900/2100 Mhz antennas; add 3 rru's |  | replace side arm antenna mount with T-arm antenna mount
Petition No. 1182 | Vernon | Windermere Avenue | Verizon | Farm Car Care Center Inc. | rooftop | 30.2 | 15.5 | 259.2 | 2100 MHz canister antenna |  | small cell attached to rooftop
Petition No. 1305 | Vernon | Hartford Turnpike | Verizon | Tena Realty LLC | rooftop | 24 | 25 |  | 700 MHz small cell canister; one remote radio head | cabinet on ground
Docket No. 58 | Vernon | South Street | BAM | BAM | self-support lattice | 130 | 130 | 650 | 2-11' whips, 3-8' reflect. ant | 15x21 | Ct water Co tract/ amended certificate
| Vernon | South Street | BAM | BAM | self-support lattice | 128' | 130 | 650 | 1-PD10017 | existing
| Vernon | South Street | BAM | BAM | self-support lattice | 125' | 130 | 650 | 2-6' diam. dishes
| Vernon | South Street | BAM | BAM | self-support lattice | 120' | 130 | 650 | 6' microwave |  | replace 1-6' dish MARK Hp060A 72 LF
| Vernon | South Street | BAM | BAM | self-support lattice | 120 | 130 | 650 | 12 ALP 9212 Panels |  | Replace Antennas
| Vernon | South Street | Cellco/SCLP | BAM | self-support lattice | 112 | 130 | 650 | 12-4' panels | 12x26 | Docket 58a. SCLP to share facility
| Vernon | South Street | BAM | BAM | self-support lattice | 130 | 130 | 650 | GPS |  | Install GPS receive only
| Vernon | South Street | BAM | [7 empty] | Transfer of Certificate from BAM to Crown Atlantic Company LLC
| Vernon | South Street | AT&T | Crown Castle | self-support lattice | 84 | 130 | 650 | add 6 Allgon 7250.03 panel antennas |  | 2 equipment cabinets on existing concrete pad
| Vernon | South Street | SNET/Cingular | Crown Castle | self-support lattice | 100 | 130 | 650 | replace existing antennas with 9 CSS DUO408670, 6 tower mount amplifiers
| Vernon | South Street | Verizon | Crown Castle | self-support lattice | 111 | 130 | 650 | replace 6 cellular antennas with 6 PCS antennas
| Vernon | South Street | Vernon PD | Crown Castle | self-support lattice | 54, 50 | 130 | 650 | dipole ant. at 54'; 960 MHz link at 50'
Petition No. 714 | Vernon | South Street | Sprint | Crown Castle | self-support lattice | 139 | 130 | 650 | three flush mounted antenna arrays | pad | add pipe mast extensions for antennas
| Vernon | South Street | Cingular/AT&T | Crown Castle | self-support lattice | 84 | 130 | 650 | remove all AT&T antennas
| Vernon | South Street | Cingular | Crown Castle | self-support lattice | 109 | 130 | 650 | remove 3 existing antennas, install 3 new ones |  | install 3 diplexers
| Vernon | South Street | T-Mobile | Crown Castle | self-support lattice | 92 | 130 | 650 | install 9 panel antennas |  | 2 BTS cabinets on concrete pad
| Vernon | South Street | Pocket (now MetroPCS) | Crown Castle | self-support lattice | 84 | 130 | 650 | flush mount 3 antennas
| Vernon | South Street | T-Mobile | Crown Castle | self-support lattice | 92 | 130 | 650 | remove 3 existing antennas and 6 TMAs; replace with 3 new antennas and 6 TMAs |  | UMTS upgrade
| Vernon | South Street | Verizon | Crown Castle | self-support lattice | 117 | 130 | 650 | remove 12 existing antennas and install 12 new antennas
| Vernon | South Street | Clearwire | Crown Castle | self-support lattice | 137 | 130 | 650 | install 3 WiMAX antennas and 3 microwave dishes
| Vernon | South Street | Vernon PD | Crown Castle | self-support lattice | 56, 135 | 130 | 650 | Vernon PD installs new microwave dish at 56' and moves antenna from 50' to 135' |  | Marcus Communications filed on behalf of Vernon PD
| Vernon | South Street | AT&T | Crown Castle | self-support lattice | 106 | 130 | 650 | replace 3 of 6 existing GSM antennas with 3 new LTE antennas; retain 3 existing UMTS antennas
| Vernon | South Street | Verizon | Crown Castle | self-support lattice | 118 | 130 | 650 | replace 6 of 12 antennas with 3 cellular and 3 AWS antennas
| Vernon | South Street | Sprint | Crown Castle | self-support lattice | 137 | 130 | 650 | replace 3 existing CDMA antennas with 3 duall-band antennas |  | 4G/LTE upgrade
| Vernon | South Street | T-Mobile | Crown Castle | self-support lattice | 84 | 130 | 650 | replace 3 existing antennas with 6 dual-band antennas |  | 4G/LTE upgrade
| Vernon | South Street | AT&T | Crown Castle | self-support lattice | n/a | 130 | 650 | n/a |  | install 50 kW diesel generator for backup power
| Vernon | South Street | Verizon | Crown Castle | self-support lattice | n/a | 130 | 650 | n/a |  | replace 500 gallon propane tank with 1000 gallon tank for backup generator | propane generator
| Vernon | South Street | Verizon | Crown Castle | self-support lattice | 117 | 130 | 650 | replace 1 of 12 existing antennas with 1 new LTE antenna
| Vernon | South Street | Sprint | Crown Castle | self-support lattice | 130 | 130 | 650 | add 3 new CDMA/LTE antennas to 3 existing ones
| Vernon | South Street | AT&T | Crown Castle | self-support lattice | 106 | 130 | 650 | Install 3 RRHs previously approved but never installed
| Vernon | South Street | Verizon | Crown Castle | self-support lattice | 117 | 130 | 650 | replace 7 ant. w/ 1 700 MHz, 3 1900 Mhz, 3 2100 MHz. Replace 3 RRHs, add 6 RRHs.
| Vernon | South Street | AT&T | Crown Castle | self-support lattice | 106 | 130 | 650 | replace 3 antennas with 3 850/2300 MHz antennas
| Vernon | South Street | AT&T | Crown Castle | self-support lattice | 84 | 130 | 650 | install 3 700 MHz ant; install 3 RRUs
| Vernon | South Street | AT&T | Crown Castle | self-support lattice | 104 | 130 | 650 | replace 3 antennas/RRUs with 2 700/1900 MHz and 1 850/2300 MHZ antennas and 3 RRUs
| Vernon | South Street | Verizon | Crown Castle | self-support lattice | 117 | 130 | 650 | replace 3 antennas w/ 3 850 MHz antennas; replace 9 RRHs, add 3 RRHs
| Vernon | South Street | T-Mobile | Crown Castle | self-support lattice | 84 | 130 | 650 | replace 6 ant. W 3x600/700MHz & 3x1900/2100MHz antennas; replace 3 rru's
| Vernon | Hartford Turnpike | Verizon | Verizon | rooftop | 63.3 | 64.5 |  | 2100 MHz antenna | cabinet on rooftop | EFR 1133
| Vernon | Main Street | AT&T | Talcott Mill Land Lord LLC/Crown Castle | water tank | 119 | 137 |  |  |  | Install 50kW diesel generator with double walled fuel tank | diesel generator | 50kW | no
| Vernon | Main Street | AT&T | Talcott Mill Land Lord LLC/Crown Castle | water tank | 119 | 137 |  | relocate 3 antennas, & install 3x700/2300 MHz antennas ;add 6 rru's
| Vernon | Industrial Park Road | Verizon | Millenicom & G.&K. Beauregard | monopole | 155 | 175 | 380.51 | 12-Swedcom antennas; 1-GPS antenna | 12'x30' | 40 KW diesel fueled emergency stand-by generator | diesel generator
| Vernon | Industrial Park Road | AT&T | Millenicom & G.&K. Beauregard | monopole | 165 | 175 | 380.51 | add 6 Allgon 7250.03 antennas |  | 2 equipment cabinets on 5x6 concrete pad
| Vernon | Industrial Park Road | T-Mobile | Millenicom & G.&K. Beauregard | monopole | 173 | 175 | 380.51 | add 6 panel antennas to 3 existing antennas |  | add 2 Nortel S8000 equipment cabinets
| Vernon | Industrial Park Road | Verizon | Millenicom & G.&K. Beauregard | monopole | 155 | 175 | 380.51 | replace 6 existing cellular antennas with 6 new PCS antennas
| Vernon | Industrial Park Road | Verizon | Millenicom & G.&K. Beauregard | monopole | 155 | 175 | 380.51 | replace 6 existing cellular antennas with 6 new cellular antennas
| Vernon | Industrial Park Road | Cingular | Millenicom & G.&K. Beauregard | monopole | 155 | 175 | 380.51 | replace 3 existing antennas with 3 powerwave antennas |  | install 6 tower mount amplifiers; remove 1 equipment cabinet, replace with 1 cabinet for UMTS
| Vernon | Industrial Park Road | Cingular | Millenicom & G.&K. Beauregard | monopole | n/a | 175 | 380.51 | n/a |  | extend equipment pad
| Vernon | Industrial Park Road | Pocket (now MetroPCS) | Millenicom & G.&K. Beauregard | monopole | 135 | 175 | 380.51 | three flush mounted antennas
| Vernon | Industrial Park Road | T-Mobille | Millenicom & G.&K. Beauregard | monopole | 173 | 175 | 380.51 | add 3 new antennas and 3 TMAs to 6 existing antennas and 6 TMAs |  | UMTS upgrade
| Vernon | Industrial Park Road | Verizon | Millenicom & G.&K. Beauregard | monopole | 155 | 175 | 380.51 | replace 12 existing antennas with 6 cellular, 3 PCS, and 3 LTE antennas
| Vernon | Industrial Park Road | AT&T | Millenicom & G.&K. Beauregard | monopole | 167.5 | 175 | 380.51 | add 3 LTE antennas to 3 existing GSM/UMTS antennas
| Vernon | Industrial Park Road | Verizon | Millenicom & G.&K. Beauregard | monopole | 158.5 | 175 | 380.51 | replace 2 of 12 existing antennas with 2 LTE antennas
| Vernon | Industrial Park Road | AT&T | Millenicom & G.&K. Beauregard | monopole | n/a | 175 | 380.51 | n/a |  | install 50 kW diesel generator for backup power | diesel generator
| Vernon | Industrial Park Road | Verizon | Millenicom & G.&K. Beauregard | monopole | 158.5 | 175 | 381 | replace 9 antennas w/ 3 850 MHz, 3 1900 MHz, 3 2100 MHz. add 6 RRHs
| Vernon | Industrial Park Road | T-Mobile | Millenicom LLC | monopole | top | 175 | 381 | replace 3 antennas with 3 700 MHz antennas
| Vernon | Industrial Park Road | AT&T | Millenicom LLC | monopole | 168 | 175 | 381 | remove 3 antennas; install 3 700/1900 MHz and 3 700/2300 MHz antennas; replace 3 RRHs and add 6 new RRHs |  | replace t-arm mounts with full platform
| Vernon | Industrial Park Road | Verizon | Millenicom LLC | monopole | 153 | 175 | 381 | replace 6 antennas with 3 x 700 Mhz & 3x2100 MHz antennas
| Vernon | Industrial Park Road | T-Mobile | Millenicom LLC | monopole | 175 | 175 | 381 | replace 6 antennas w 3 x 600/700MHz &3x1900/2100 MHz antennas; add 3 rru's
| Vernon | Talcottville Road | AT&T | American Tower Communications | monopole | 140 | 160 | 160 | 6 panel antennae, Allgon 7250.02 | pad | 2 equipment cabinets; Nextel @ 160'
| Vernon | Talcottville Road | Verizon | American Tower Communications | monopole | 150 | 160 | 160 | add 12 ALp09011 panel antennas | 12x30
| Vernon | Talcottville Road | Sprint | American Tower Communications | monopole | 130 | 160 | 160 | install 12 DB950F85E-M panel antennas | cabinets
| Vernon | Talcottville Road | Cingular | American Tower Communications | monopole | 140 | 160 | 160 | remove 3 existing antennas, install 3 new ones |  | install 6 tower mount amplifiers; install new equipment cabinet on new pad
| Vernon | Talcottville Road | Verizon | American Tower Communications | monopole | 150 | 160 | 160 | install 12 panel antennas | 12x30
| Vernon | Talcottville Road | Pocket (now MetroPCS) | American Tower Communications | monopole | 120 | 160 | 160 | flush mount 3 antennas
Petition No. 960 | Vernon | Talcottville Road | Clearwire | American Tower Communications | monopole | 168 | 170 | 160 | install 3 WiMAX antennas and 2 microwave dishes |  | petition adds 10-foot extension to tower
| Vernon | Talcottville Road | AT&T | American Tower | monopole | 142 | 170 | 160 | add 3 LTE antennas to 3 existing GSM/UMTS antennas
| Vernon | Talcottville Road | Verizon | American Tower | monopole | 150 | 170 | 160 | replace 12 existing antennas with 6 cellular, 3 PCS, and 3 LTE antennas
| Vernon | Talcottville Road | Sprint | American Tower | monopole | 130 | 170 | 160 | replace 6 CDMA antennas with 3 dual-band antennas |  | 4G/LTE upgrade
| Vernon | Talcottville Road | Sprint | American Tower | monopole | 130 | 170 | 160 | add 3 new CDMA/LTE antennas to 3 existing ones
| Vernon | Talcottville Road | Verizon | American Tower | monopole | 150 | 170 | 160 | replace 12 existing antennas with 3 700 MHz LTE antennas, 3 850 MHz CDMA antennas, 3 1900 MHz CDMA antennas, and 3 2100 MHz LTE antennas
| Vernon | Talcottville Road | Verizon | American Tower | monopole | 150 | 170 | 160 | replace 6 ant w/ 3 1900 MHz, 3 2100 MHz, replace 3 RRH, add 3 RRHs
| Vernon | Talcottville Road | AT&T | American Tower | monopole | 142 | 170 |  | install 3 700/1900 MHz antennas; replace 3 RRHs, add 3 RRHs
| Vernon | Talcottville Road | Verizon | American Tower | monopole | 150 | 160 | 160 | replace 3 antennas w/ 3 700/850 MHz antennas; replace 3 RRHs, add 6 new RRHs |  | tower had been extended by Clearwire to a height of 170 feet. No mention of 170 feet in this filing.
| Vernon | Talcottville Road | Sprint | American Tower | monopole | 130 | 160 |  | install 3 2500 MHz antennas/ add 6 RRHs
Docket No. 405 | Voluntown | Rockville Road | Verizon | Verizon | monopole | 160 | 160 | 487 | 6 cellular, 6 PCS, and 3 LTE antennas | 12x24 |  | diesel generator
| Voluntown | Rockville Road | Verizon | Verizon | monopole | 160 | 160 | 487 | install 12 instead of 15 approved antennas: 3 cellular, 3 PCS, 3 AWS, and 3 LTE
| Voluntown | Stone Hill Road | Sprint | Coastal | self-support lattice | 175 | 180 |  | 9 panel antennae | cabinets | 1 GPS @ 75ft.
| Voluntown | Stone Hill Road | Cingular | Mariner Tower | self-support lattice | 165 | 180 |  | install 6 dual band panel antennas | 12x20 | Sprint on tower @ 175'
| Voluntown | Stone Hill Road | Verizon | Mariner Tower | self-support lattice | 153 | 180 |  | install 12 panel antennas | 12x30
| Voluntown | Stone Hill Road | AT&T | SBA | self-support lattice | 165 | 180 |  | add 3 multi-band antennas to 6 existing GSM/UMTS antennas
| Voluntown | Stone Hill Road | Sprint | SBA | self-support lattice |  | 180 |  | install 1 fiber distribution box; install 3 RRHs on ground; replace 2 equipment cabinets
| Voluntown | Stone Hill Road | Verizon | SBA | self-support lattice | 153 | 180 |  | install 3 cellular, 3 PCS, 3 AWS, and 3 LTE antennas
| Voluntown | Stone Hill Road | Sprint | SBA | self-support lattice | 175 | 180 |  | replace 6 antennas w 3x850/1900 & 3x2500MHz antennas; add 12RRHs
| Voluntown | Stone Hill Road | AT&T | SBA | self-support lattice | 165 | 180 |  | replace 6 antennas w 3 x 700/1900 Mhz & 3 x 700/850/2100 MHz antennas; add 3 rru's |  | replace antenna mount
Docket No. 438 | Voluntown | Gallup Road | Verizon | Verizon | monopole | 150 | 150 | 458 | install 12 antennas: 3 cellular, 3 PCS, 3 AWS, and 3 LTE | 12x30 |  | diesel generator | 210 gallons/48-hour capacity
| Voluntown | Gallup Road | Verizon | Verizon | monopole | 150 | 150 | 458 | replace 12 ant w/ 9 ant (3 700 MHz, 6 2100 MHz); replace 5 RRHs w/ 6
| Wallingford | Toelles Road | Sprint | STC Five/Global Signal Acquisitions | monopole | 120 | 121 |  | replace 6 CDMA antennas with 3 dual-band antennas for LTE
| Wallingford | Toelles Road | Sprint | Crown Castle | monopole | 120 | 121 |  | add 3 new CDMA/LTE antennas to 3 existing ones
| Wallingford | Durham Road | SCLP | SBA | monopole | 121 | 165 |  | 3-omni directional antennas | 12'x20'
| Wallingford | Durham Road | Nextel | SBA | monopole | 142 | 162 |  | 12-panel antennas | 10'x20'
| Wallingford | Durham Road | VoiceStream | SBA | monopole | 154 | 162 |  | 6-EMS dual-pol antennas | cabinet
| Wallingford | Durham Road | Verizon | SBA | monopole | 135 | 165 |  | 12 panel antennae | 12x20
| Wallingford | Durham Road | AT&T Wireless | SBA | monopole | 108 | 165 |  | 9 panel antennae | 12x20
| Wallingford | Durham Road | AT&T Wireless | SBA | monopole |  | 165 |  |  |  | install additional equipment cabinet
| Wallingford | Durham Road | SNET/Cingular | SBA | monopole | 125/95 | 165 |  | replace existing antennas with 3 ASPD 977 @ 125' & 9 CSS DUO4-8760, 6 tower mount amplifiers, 3 diplexers @ 95', 1 LMU @ 80'
| Wallingford | Durham Road | T-Mobile (VoiceStream) | SBA | monopole | 154 | 165 |  | E911 upgrade
| Wallingford | Durham Road | Cingular/AT&T | SBA | monopole | 108 | 165 |  | decommission AT&T antennas
| Wallingford | Durham Road | Cingular | SBA | monopole | 119 | 165 |  | remove 3 whip antennas @ 125' and 9 CSS antennas @ 95'; install 6 Powerwave 7770 antennas, 6 TMAs, 6 diplexers @ 122' centerline |  | UMTS upgrade
| Wallingford | Durham Road | AT&T | SBA | monopole | 122 | 165 |  | add 3 LTE antennas to 6 existing antennas
| Wallingford | Durham Road | Sprint | SBA | monopole | 162 | 165 |  | replace 6 CDMA antennas with 3 dual-band antennas
| Wallingford | Durham Road | Verizon | SBA | monopole | 132 | 165 |  | replace 12 existing antennas with 6 cellular, 3 PCS, and 3 LTE antennas
| Wallingford | Durham Road | Sprint | SBA | monopole | 162.5 | 165 |  | replace 6 CDMA antennas with 3 dual-band antennas |  | 4G/LTE upgrade
| Wallingford | Durham Road | Verizon | SBA | monopole | 132 | 165 |  | add 3 AWS antennas to 12 existing antennas
| Wallingford | Durham Road | T-Mobile | SBA | monopole | 152 | 165 |  | replace 3 ant w/ 3 1900 MHz, 3 700 MHz; add 6 TMAs
Petition No. 288 | Wallingford | Alexander Drive | BAM | BAM | rooftop | 24 | 25 | 243 | 2-whip ant |  | Metro mobile's office building, add equip with building
| Wallingford | Alexander Drive | BAM | BAM | rooftop | 24 | 25 | 243 | 12 panels 4'x1'wide | rooftop | replace 2 whips w/ Swedcom Model ALP-9212
| Wallingford | Alexander Drive | BAM | BAM | rooftop | 24 | 25 | 243 | 4' solid dish | rooftop | microwave path to/from Wolcott & Wallingford West.
| Wallingford | Alexander Drive | Verizon | Verizon | rooftop | 24 | 25 | 243 | replace 3 existing cellular antennas with 6 PCS antennas | rooftop
| Wallingford | Alexander Drive | Verizon | Verizon | rooftop | 24 | 25 | 243 | replace 6 existing cellular antennas with 6 new cellular antennas | rooftop
| Wallingford | Alexander Drive | Verizon | Verizon | rooftop |  | 25 | 243 |  | rooftop | move equipment to 12x30 shelter
| Wallingford | Alexander Drive | Verizon | Verizon | rooftop | 28 | 25 | 243 | replace 4 existing cellular antennas with 4 new ones; add 3 700 MHz antennas | rooftop
| Wallingford | Alexander Drive | Verizon | Verizon | rooftop | 28 | 25 | 243 | replace 2 of 15 antennas with 2 LTE antennas | rooftop
| Wallingford | Alexander Drive | Verizon | Verizon | rooftop | 28 | 25 | 243 | replace 6 of 15 antennas with 6 new AWS antennas | rooftop
| Wallingford | Alexander Drive | Verizon | Verizon | rooftop | 28 | 25 | 243 | replace 3 ant w/ 3 700/2100 MHz ant
Petition No. 1301 | Wallingford | Masonic Avenue | Verizon | Masonic Health Center | rooftop | 60.3 | 57 | 135 | small cell canister; one remote radio head | wall mounted | equipment attached to building façade
| Wallingford | Wayne Road | SCLP | Stephen B.Tripp | self-support lattice | 70 & 80 | 80 | 396 | add 6-4'panels | 12x40 | replace existing 80' tower w/ 80' ssl tower
| Wallingford | Wayne Road | SCLP | Stephen B.Tripp | self-support lattice | 78 | 80 | 396 | relocate antennas for 72' to 78' |  | add 1-ALP-11011 rec. antenna per face (3 total)
| Wallingford | Wayne Road | BAM | Stephen B.Tripp | self-support lattice | 65'&73' | 80 | 396 | 2-4' solid dishes
| Wallingford | Wayne Road | SCLP | Stephen B.Tripp | self-support lattice |  | 80 | 396 |  |  | Add 76 kw generator and above ground fuel tank | generator
| Wallingford | Wayne Road | Pagenet | Stephen B.Tripp | self-support lattice | 55 | 80 | 396 | 3 antennas, 1-GPS |  | 2-Andrews PG1NOF-0091-011, 1-AndrewsPG1DOF-0093-011, 1 GPS
| Wallingford | Wayne Road | AT&T Wireless | Stephen B.Tripp | self-support lattice | 87 | 80 | 396 | 3 antennas, EMS FR90-16-04DP | 9x24
| Wallingford | Wayne Road | AT&T Wireless | Stephen B.Tripp | self-support lattice | [5 empty] | install new equipment within existing shelter
| Wallingford | Wayne Road | Cingular | Stephen B.Tripp | self-support lattice | 78 | 80 | 396 | replace existing with 3 EMS96RR900200DPBL, 3 tower mount amplifiers, 3 duplexers
| Wallingford | Wayne Road | AT&T Wireless | Stephen B.Tripp | self-support lattice |  | 80 | 396 | add GPS antenna for E911
| Wallingford | Wayne Road | Cingular | Stephen B.Tripp | self-support lattice | 78 | 80 | 396 | replace existing antennas with 6 new antennas |  | install 6 new TMAs
| Wallingford | Wayne Road | Cingular/AT&T | Stephen B.Tripp | self-support lattice | 80 | 80 | 396 | decommission AT&T antennas
| Wallingford | Wayne Road | Cingular/AT&T | Stephen B.Tripp | self-support lattice | 78 | 80 | 396 | remove 3 existing antennas; replace with 6 new antennas and 6 TMAs
| Wallingford | Wayne Road | Cingular/AT&T | Stephen B.Tripp | self-support lattice | 78 | 80 | 396 | add 3 new LTE antennas and 6 RRHs to 6 existing antennas and 6 TMAs
| Wallingford | Wayne Road | Cingular | Stephen B.Tripp | self-support lattice | 78 | 80 | 396 | Install 3 RRHs previously approved but never installed
| Wallingford | Wayne Road | AT&T | AT&T | self-support lattice | 78 | 80 | 396 | replace 3 antennas with 3 850/2300 MHz antennas
| Wallingford | Wayne Road | AT&T | AT&T | self-support lattice | 78 | 80 | 396 | replace 3 antennas with 3 700/1900 MHz antennas and 3 RRUs
| Wallingford | Wayne Road | AT&T | AT&T | self-support lattice | 78 | 80 | 396 | install 6 triplexers; replace 6 diplexers w/ 6 triplexers; install 6 RRHs
| Wallingford | Wayne Road | AT&T | AT&T | self-support lattice | 78 | 80 | 396 | relocate 9 antennas & install 3 x 700/850/2100 MHz antennas
| Wallingford | Woodhouse Avenue | Nextel | Omni | monopole | 135 | 150 |  | 12-panel Antennas | 10x20
| Wallingford | Woodhouse Avenue | AT&T | Omni | monopole | - | 150 |  |  |  | install new cabinet
| Wallingford | Woodhouse Avenue | T-Mobile | Omni | monopole | 148 | 150 |  | add 6 RR90-17-XXDP antennas to three existing for nine total | pad
| Wallingford | Woodhouse Avenue | Cingular | Omni | monopole | 128 | 150 |  | replace existing antennas with 6 new panel antennas |  | replace existing tower top amplifiers with 12 new ones
| Wallingford | Woodhouse Avenue | Pocket (now MetroPCS) | Omni | monopole | 118 | 150 |  | flush mount 3 antennas
| Wallingford | Woodhouse Avenue | T-Mobile | Omni | monopole | 148 | 150 |  | add 3 new antennas to 3 existing ones |  | UMTS upgrade
| Wallingford | Woodhouse Avenue | Clearwire | Omni | monopole | 135 | 150 |  | remove 3 Sprint CDMA antennas; install 3 WiMAX antennas and 2 microwave dishes
| Wallingford | Woodhouse Avenue | AT&T | T-Mobile | monopole | 132 | 150 |  | add 3 LTE antennas to 6 existing antennas
| Wallingford | Woodhouse Avenue | MetroPCS | T-Mobile | monopole |  | 150 |  |  |  | replace radio cabinet for LTE upgrade
| Wallingford | Woodhouse Avenue | T-Mobile | Crown Castle | monopole | 148 | 150 |  | replace 6 existing antennas with 6 dual-band antennas |  | 4G/LTE upgrade
| Wallingford | Woodhouse Avenue | T-Mobile | Crown Castle | monopole | 148 | 150 |  | add 3 new LTE antennas to 6 existing dual-band antennas
| Wallingford | Woodhouse Avenue | AT&T | Crown Castle | monopole | 128 | 150 |  | replace 3 antennas w/ 3 700/1900 MHz antennas; add 3 RRHs
| Wallingford | Woodhouse Avenue | Sprint | Crown Castle | monopole | 138 | 150 |  | replace 3 antennas w 3x 850/1900 MHz & install 3 x 2500MHz antennas; add 9 x rru's
| Wallingford | North Main Street | Wallace Realty Inc. | Verizon | rooftop | 67 | 62.6 | 140.8 | install 3 2100 MHz antennas on roof of building. Concealed by faux chimney |  | EFR 1133
| Wallingford | North Plains Industrial Road | AT&T Wireless | American Tower Communications | monopole | 160 | 180 |  | 12 Allgon 7184.14 panels | 12x20
| Wallingford | North Plains Industrial Road | XM Satellite | American Tower | monopole | 170 | 180 |  | 70" whip antenna | conc.pad | 26" receive-only dish on ice bridge at 12'
| Wallingford | North Plains Industrial Road | VoiceStream | American Tower | monopole | 148 | 180 |  | 6 antennas | cabinet
| Wallingford | North Plains Industrial Road | Sprint | American Tower | monopole | 118 | 180 |  | 9 panel antennae | raised steel pad | 1 GPS antenna at 20'
| Wallingford | North Plains Industrial Road | Verizon | American Tower | monopole | 138 | 180 |  | 6 panel antennae | 12x16
| Wallingford | North Plains Industrial Road | XM Radio | American Tower | monopole | 171 | 180 |  | 1 panel, 1 dish on icebridge
| Wallingford | North Plains Industrial Road | AT&T Wireless | American Tower Communications | monopole | [5 empty] | install new equipment within existing shelter
| Wallingford | North Plains Industrial Road | T-Mobile (VoiceStream) | American Tower | monopole | 148 | 180 |  | E911 upgrade
| Wallingford | North Plains Industrial Road | AT&T Wireless | American Tower | monopole |  | 180 |  | add GPS antenna for E911
| Wallingford | North Plains Industrial Road | Verizon | American Tower | monopole | 138 | 180 |  | remove 9 existing and replace with 6 cell and 6 PCS antennas
| Wallingford | North Plains Industrial Road | Cingular | American Tower | monopole | 160 | 180 |  | remove existing antennas and replace with 6 new ones |  | replace existing TMAs with 12 new ones
| Wallingford | North Plains Industrial Road | Sprint Nextel | American Tower | monopole | 181 | 180 |  | replace 3 iDEN antennas with 3 WiMAX antennas |  | install 1 WiMAX cabinet inside shelter; add GPS antenna to sheltelr
| Wallingford | North Plains Industrial Road | Pocket (now MetroPCS) | American Tower | monopole | 128 | 180 |  | flush mount 3 antennas
| Wallingford | North Plains Industrial Road | T-Mobile | American Tower | monopole | 148 | 180 |  | add 3 new antennas to 6 existing antennas and 3 new TMAs to 6 existing TMAs |  | UMTS upgrade
| Wallingford | North Plains Industrial Road | Clearwire | American Tower | monopole | 166 | 180 |  | install 3 panel antennas, 3 TMAs, 2 microwave dishes
| Wallingford | North Plains Industrial Road | AT&T | American Tower | monopole | 164 | 180 |  | add 3 LTE antennas to 9 existing antennas
| Wallingford | North Plains Industrial Road | Verizon | American Tower | monopole | 138 | 180 |  | replace 12 existing antennas with 6 cellular, 3 PCS, and 3 LTE antennas
| Wallingford | North Plains Industrial Road | Sprint | American Tower | monopole | 118 | 180 |  | replace 3 existing CDMA antennas with 3 quad pole antennas for LTE
| Wallingford | North Plains Industrial Road | MetroPCS | American Tower | monopole |  | 180 |  |  |  | replace radio cabinet as part of LTE upgrade
| Wallingford | North Plains Industrial Road | Verizon | American Tower | monopole | 138 | 180 |  | replace 6 of 12 antennas with 3 cellular and 3 AWS antennas
| Wallingford | North Plains Industrial Road | T-Mobile | American Tower | monopole | 148 | 180 |  | replace 9 GSM/UMTS antennas with 6 multi-band antennas
| Wallingford | North Plains Industrial Road | American Tower | American Tower | monopole |  | 180 |  |  |  | insall diesel generator for tenants' backup power | diesel generator |  | shared
| Wallingford | North Plains Industrial Road | AT&T | American Tower | monopole |  | 180 |  |  |  | install 50 kW diesel generator for backup power | diesel generator
| Wallingford | North Plains Industrial Road | Verizon | American Tower | monopole |  | 180 |  | add six coax cables to outside of tower
| Wallingford | North Plains Industrial Road | Sprint | American Tower | monopole | 116 | 180 |  | add 3 new CDMA/LTE antennas to 3 existing ones
| Wallingford | North Plains Industrial Road | T-Mobile | American Tower Corporation | monopole | 148 | 178.5 |  | install 3 700 MHz antennas
| Wallingford | North Plains Industrial Road | Verizon | American Tower Corporation | monopole | 138 | 178.5 |  | replace nine antennas with 3 700, 3 1900 and 3 2100 MHz antennas
| Wallingford | North Plains Industrial Road | AT&T | American Tower Corporation | monopole | 160 | 178.5 |  | replace 3 antennas with 3 850 MHz antennas
| Wallingford | North Plains Industrial Road | AT&T | American Tower Corporation | monopole | 160 | 179 |  | replace 3 antennas w/ 3 700/1900 MHz antennas; replace 3 RRHs
| Wallingford | North Plains Industrial Road | Verizon | American Tower | monopole | 138 | 179 |  | replace 6 antennas w/ 6 700/1900/2100 MHz antennas on side-by-side mounts; replace 3 RRHs, add 3 RRHs
| Wallingford | North Plains Industrial Road | T-Mobile | American Tower | monopole | 148 | 179 |  | replace 6 antennas w 3 x 600/700MHz & 3 x 1900/2100MHz antnennas; swap 3 rru's
| Wallingford | North Plains Industrial Road | AT&T | American Tower Corporation | monopole | 160 | 179 |  | install 3x700/850/2100 MHz antennas; add 9 rru's
| Wallingford | North Plains Industrial Road | Verizon | American Tower | monopole | 138 | 179 |  | replace 3 antennas w 3x 3550 MHz antennas, replace 9 x RRUs
Petiton No. 1309 | Wallingford | North Airline Road | Verizon | Verizon | wood pole | 43 | 43 |  | install 2 700 MHz antennas, 1 RRH |  | new wood pole to support Verizon antennas | battery
| Wallingford | East Center Street | BAM | Sprint | monopole | 120 | 147.5 |  | 12-52" Allgon 7129.16 antennas | 12x30 | 1 GPS at 75'
| Wallingford | East Center Street | SCLP | Sprint | monopole | 110 | 147.5 |  | 9 52" Allgon 7120.16 antennas | 12x26
| Wallingford | East Center Street | AT&T Wireless | Sprint | monopole | 142.5 | 147.5 |  | 3-panels, 56"x8"x3" | 12x20
| Wallingford | East Center Street | AT&T Wireless | Sprint | monopole | - | 147.5 |  |  |  | install new equipment within existing shelter
| Wallingford | East Center Street | SNET/Cingular | Sprint | monopole | 110 | 147.5 |  | replace existing antennas with 9 CSS DUO4-8670, 6 tower mount amplifiers, 1 GPS @ 80'
| Wallingford | East Center Street | AT&T Wireless | Sprint | monopole |  | 147.5 |  | add GPS antenna for E911
| Wallingford | East Center Street | Verizon | Sprint | monopole | 120 | 147.5 |  | replace 6 cellular with 6 PCS antennas
| Wallingford | East Center Street | Cingular | Sprint | monopole | 110 | 147.5 |  | replace existing antennas with 6 new antennas
| Wallingford | East Center Street | AT&T Wireless | Sprint | monopole | 142.5 | 147.5 |  | remove antennas - no longer in use
| Wallingford | East Center Street | Sprint Nextel | Sprint | monopole | 130 | 147.5 |  | change 3 CDMA antennas for 3 WiMAX antennas |  | install 2 WiMAX cabinets; add GPS antenna to ice bridge
| Wallingford | East Center Street | Verizon | Sprint | monopole | 120 | 147.5 |  | replace 6 cellular antennas with 6 new ones
| Wallingford | East Center Street | Clearwire | Sprint | monopole | 130 | 147.5 |  | install 3 panel antennas, 3 microwave dishes
| Wallingford | East Center Street |  | STC Five (Crown Castle) | monopole |  | 147.5 |  |  |  | change in ownership
| Wallingford | East Center Street | Verizon | STC Five (Crown Castle) | monopole | 121 | 147.5 |  | replace 6 PCS antennas with 3 new PCS and 3 700 MHz antennas
| Wallingford | East Center Street | AT&T | Crown Castle | monopole | 112 | 147.5 |  | add 3 LTE antennas to 6 existing antennas
| Wallingford | East Center Street | Sprint | Crown Castle | monopole | 130 | 147.5 |  | replace 6 CDMA antennas with 3 dual-band antennas for LTE
| Wallingford | East Center Street | Verizon | Crown Castle | monopole | 121 | 147.5 |  | replace 3 of 12 existing antennas with 3 new LTE antennas
| Wallingford | East Center Street | Verizon | Crown Castle | monopole | 121 | 147.5 |  | replace 6 of 12 existing antennas with 3 new 1900 MHz antennas and 3 new 800 MHz antennas
| Wallingford | East Center Street | Sprint | Crown Castle | monopole | 121 | 147.5 |  | add 3 new CDMA/LTE antennas to 3 existing ones
| Wallingford | East Center Street | AT&T | Crown Castle | monopole | 112 | 148 |  | replace 3 ant w/ 3 700/1900 MHz; replace 3 RRHs
| Wallingford | East Center Street | AT&T | Crown Castle | monopole | 112 | 148 |  | replace 6 existing with 3 1900 MHz antennas and 3 2100 MHz antennas
| Wallingford | East Center Street | Verizon | Crown Castle | monopole | 121 | 148 |  | replace 6 existing with 3 1900 MHz antennas and 3 2100 MHz antennas
| Wallingford | East Center Street | Sprint | Crown Castle | monopole | [5 empty] | Underground conduit and fiber installation
| Wallingford | East Center Street | AT&T | Crown Castle | monopole | 112 | 148 |  | replace 3 antennas w 3 x 700/850/1900/2300 MHz antennas; add 3 rru's
Petiton No. 602 | Wallingford | Church Street | AT&T | CL&P | utility pole | 86.00,92.00 | 79.5 |  | 3 Allgon 7250.03 antennas @ 86', 3 @ 92' | pad | add extension to existing power line structure # 2492, equipment cabinet on concrete pad
| Wallingford | Church Street | Cingular | CL&P | utility pole | 92 | 79.5 |  | replace 3 panel antennas |  | install 6 tower mounted amplifiers; replace one outdoor equipment cabinet
| Wallingford | Church Street | Cingular | CL&P | utility pole |  | 79.5 |  |  |  | extend equipment pad
| Wallingford | Church Street | AT&T | CL&P | utility pole | 91.5 | 79.5 |  | add 3 multi-band antennas to 3 GSM/UMTS antennas |  | 4G/LTE upgrade
| Wallingford | Northrop Road | Omni | Nextel | monopole | 137.5 | 150 |  | 3-panels, RR90-17-00DP |  | Approve tower sharing
| Wallingford | Northrop Road | Nextel/SCLP | Nextel | monopole | 127 | 150 | 384 | 9-Allgon TR0-16 | 12x26 | Shared use of Nextel Tower
| Wallingford | Northrop Road | AT&T Wireless | American Tower Communications | monopole | 115 | 150 | 384 | 12 Allgon 7184.14 panels | 12x20
| Wallingford | Northrop Road | XM Satellite | American Tower | monopole | 100(ant);15(dish) | 150 |  | 70" whip; 26" dish | 10'x12'
| Wallingford | Northrop Road | AT&T Wireless | American Tower Communications | monopole | - | 150 |  |  |  | install new equipment within existing shelter
| Wallingford | Northrop Road | SNET/Cingular | American Tower Communications | monopole | 127 | 150 | 384 | replace existing antennas with 9 CSS DUO4-8670, 6 tower mount amplifiers, 1 LMU @ 38'
| Wallingford | Northrop Road | T-Mobile (VoiceStream) | American Tower Communications | monopole | 137.5 | 150 |  | E911 upgrade
| Wallingford | Northrop Road | AT&T Wireless | American Tower Communications | monopole |  | 150 |  | add GPS antenna for E911
| Wallingford | Northrop Road | Cingular | American Tower | monopole | 127 | 150 |  | remove existing antennas and replace with 6 new ones |  | replace existing TMAs with 12 new ones
| Wallingford | Northrop Road | Cingular/AT&T | American Tower | monopole | 115 | 150 |  | decommission AT&T antennas
| Wallingford | Northrop Road | Pocket (now MetroPCS) | American Tower | monopole | 105 | 150 |  | flush mount 3 antennas
| Wallingford | Northrop Road | T-Mobile | American Tower | monopole | 137.5 | 150 |  | remove 3 existing antennas and 6 TMAs; replace with 3 new antennas and 6 TMAs |  | UMTS upgrade
| Wallingford | Northrop Road | Clearwire | American Tower | monopole | 133 | 150 |  | install 2 microwave dishes
| Wallingford | Northrop Road | AT&T | American Tower | monopole | 127 | 150 |  | add 3 LTE antennas to 6 existing antennas
| Wallingford | Northrop Road | MetroPCS | American Tower | monopole |  | 150 |  |  |  | replace radio cabinet for LTE upgrade
| Wallingford | Northrop Road | T-Mobile | American Tower | monopole | 140 | 150 |  | replace 6 antennas with 6 new dual-band |  | 4G/LTE upgrade
| Wallingford | Northrop Road | AT&T | American Tower | monopole | 127 | 150 |  | replace platform, reuse 6 antennas, install 3 700/1900 Mhz antennas, install 3 RRHs, install 3 modules
| Wallingford | Northrop Road | T-Mobile | American Tower Corporation | monopole | 141 | 150 |  | install 3 700 MHz antennas |  | install/relocate to t-arm mount
| Wallingford | Northrop Road | AT&T | American Tower Corporation | monopole | 123 | 150 |  | replace 3 antennas with 3 700/1900 MHz antennas
| Wallingford | Northrop Road | AT&T | American Tower Corporation | monopole | 123 | 150 | 384 | install 3 new antennas, 3 RRUs
| Wallingford | Northrop Road | Sprint | American Tower Corporation | monopole | 150 | 150 | 384 | replace three antennas 3 3 x 2500 MHz antennas and install 3 x 850/1900 MHz antennas
| Wallingford | Northrop Road | Sprint | American Tower Corporation | [6 empty] | install underground fiber conduit and cables; install 2 new cabinets with NID on a new H-Frame
Docket No. 441 | Washington | Blackville Road | AT&T | Homeland Towers | monopole | 126 | 135 |  | install 12 panel antennas | 12x20 | tower designed as a faux tree (monopine) | diesel generator
Docked No. 441 | Washington | Blackville Road | Litchfield County Dispatch | Homeland Towers | monopole | 135 | 135 |  | install 2 five-foot omnidirectional antennas |  |  | diesel generator
| Washington | Blackville Road |  | InSite Towers Development | monopole |  | 135 |  | Transfer of Certificate
| Washington | Blackville Road | AT&T | InSite Towers Development | monopole | 122 | 135 |  | replace 3 RRUs with 3 new RRUs
| Washington | Blackville Road | AT&T | InSite Towers Development | monopole | 126 | 135 |  | replace 3 antennas w 3 x 700/850 MHz & install 3 x 700/850/1900 MHz antennas; replace 3 rrus & install 3 new rrus | upgrade equipment
Docket No. 332 | Washington | Mountain Road | Cingular | Verizon | monopole | 140 | 160 |  | 3 flush-mounted dual band antennas | 12x20
Docket No. 332 | Washington | Mountain Road | Verizon | Verizon | monopole | 160150 | 160 |  | flush-mounted antennas - 3 PCS @ 160', 3 cell @ 150' | 12x30
| Washington | Mountain Road | T-Mobile | Verizon | monopole | 126 | 160 |  | install 3 antennas and 6 TMAs | pad
| Washington | Mountain Road | T-Mobile | Verizon | monopole | 127 | 160 |  | install 3 antennas and 6 TMAs | pad | T-Mobile did not install approved antennas within 1 year; installation approved again
Petition No. 987 | Washington | Mountain Road | AT&T | Verizon | monopole | 167 | 170 |  | install 6 flush-mounted antennas | 12x20 | extend tower by ten feet
| Washington | Mountain Road | Verizon | Verizon | monopole | 157, 147 | 170 |  | replace 3 antennas @ 157' with 3 new PCS antennas, install 3 LTE antennas @ 147'
| Washington | Mountain Road | AT&T | Verizon | monopole | 167 | 170 |  | replace 3 of 6 GSM/UMTS antennas with 3 new LTE antennas |  | 4G/LTE upgrade
| Washington | Mountain Road | Verizon | Verizon | monopole | 147 | 170 |  | replace 1 of 3 antennas at 147' with 1 new LTE antenna
| Washington | Mountain Road | T-Mobile | American Tower | monopole | 136 | 170 |  | install 6 700/1900 MHz ant. And 6 RRHs | 10x20 | ant. And supports painted to match color of tower
| Washington | Mountain Road | T-Mobile | American Tower | monopole | 136 | 170 |  | install 6 700/1900 MHz ant and 3 TMAs; add 3 RRHs | 10' x 20' | tower share
| Washington | Mountain Road | T-Mobile | American Tower | monopole | 136 | 170 |  | replace 3 antennas w 3 x 600/700 MHz antennas; replace 3 x RRU's
| Waterbury | East Main Street | Verizon | Boys and Girls Club of Greater Waterbury, Inc. | rooftop | 46.75 | 28 | 373 | install 2100 MHz canister antenna |  | EFR 1133
| Waterbury | East Aurora Street | T-Mobile | American Tower | smokestack | 105 | 109 |  | replace 3 antennas w/ 6 antennas |  | originally approved by city. Smokestack now inactive. This is 1st Council action
| Waterbury | East Aurora Street | T-Mobile | American Tower | smokestack | 95 | 109 |  | replace 3 antennas w 3 x600/700, swap 3 RRHs
| Waterbury | Mattatuck Heights | BAM | Sprint | monopole | 110 | 130 | 630 | 12-Swedcom ALP-E-9011 | 12x30 | 1-GPS, 1 40-kW diesel generator
| Waterbury | Mattatuck Heights | Nextel | Sprint | monopole | 120 | 130 | 630 | 12-Panels | 10x20
| Waterbury | Mattatuck Heights | VoiceStream | Sprint | monopole | 100' 8" | 133 | 630 | 3-EMS antennas | cabinet | Radio equipment associated
| Waterbury | Mattatuck Heights | VoiceStream | Sprint | monopole | 100 | 133 | 630 | replace 3 existing antennas with 3 new antennas - EMS-DR65-18-02DPL2Q and EMS RR90-17-02DP | cabinet | 1 new Nortel S8000 cabinet installed adjacent to existing cabinet on existing concrete pad
| Waterbury | Mattatuck Heights | T-Mobile (VoiceStream) | Sprint | monopole | 100 | 133 | 630 | E911 upgrade
| Waterbury | Mattatuck Heights | Verizon | Sprint | monopole | 110 | 133 | 630 | replace 6 cellular with 6 PCS antennas
| Waterbury | Mattatuck Heights | Pocket (now MetroPCS) | Sprint | monopole | 90 | 133 | 630 | flush mount 3 antennas
| Waterbury | Mattatuck Heights | T-Mobile | Sprint | monopole | 100 | 133 | 630 | replace 3 existing antennas with 3 new antennas |  | UMTS upgrade
| Waterbury | Mattatuck Heights | Clearwire | Sprint | monopole | 130 | 133 | 630 | install 3 panel antennas and 3 microwave dishes
| Waterbury | Mattatuck Heights | Verizon | Sprint | monopole | 110 | 133 | 630 | replace 12 existing antennas with 3 PCS, 6 cellular, and 3 700 MHz antennas
| Waterbury | Mattatuck Heights | MetroPCS | Crown Castle | monopole |  | 133 | 630 |  |  | replace radio cabinet for LTE upgrade
| Waterbury | Mattatuck Heights | Verizon | Crown Castle | monopole | 110 | 133 | 630 | replace 9 of 12 antennas with 3 cellular, 3 PCS, and 3 LTE antennas
| Waterbury | Mattatuck Heights | Sprint | Crown Castle | monopole | 130 | 133 | 630 | replace 5 existing CDMA antennas with 4 dual-band antennas |  | 4G/LTE upgrade
| Waterbury | Mattatuck Heights | Sprint | Crown Castle | monopole | 130 | 133 | 630 | remove 3 Clearwire panel antennas and 3 dish antennas and install 3 additional CDMA/LTE antennas
| Waterbury | Mattatuck Heights | T-Mobile | Crown Castle | monopole | 100 | 133 | 630 | replace 3 flush-mounted w/ 6 1900/2100 MHz and add 3 700 MHz and 3 RRHs
| Waterbury | Mattatuck Heights | Verizon | Crown Castle | monopole | 110 | 133 | 630 | replace 6 ant. w/ 3 1900 MHz, 3 2100 MHz ant.; replace 3 RRHs, add 3 RRHs
| Waterbury | Mattatuck Heights | T-Mobile | Crown Castle | monopole | 100 | 133 | 630 | replace 3 ant w/ 3 new
| Waterbury | Mattatuck Heights | T-Mobile | Crown Castle | monopole | 100 | 133 | 630 | replace 3 antennas w 3 x600/700, swap 3 RRHs
| Waterbury | Mattatuck Heights | Verizon | Crown Castle | monopole | 110 | 133 | 630 | remove 9 rru's & install 6 new rru's & 1 x OVP | remove 6 rru's
| Waterbury | Mattatuck Heights | Sprint | Crown Castle | monopole | 130 | 133 | 630 | replace 3 antennas w 3 x 2500 MHz antennas & remove 3 rru's
Petition No. 1198 | Waterbury | South Main Street | Verizon | 1663 South Main LLC | rooftop | 57.25 | 50.5 | 259 | 2100 MHz canister antenna on rooftop |  | faux chimney concealment | 4-hour battery
| Waterbury | Thomaston Avenue | T-Mobile | Brownstein Realty LLC | smokestack | 132 | 134 |  | install 3 1900/2100 MHz antennas | cabinet | antennas on smokestack orig. approved by Waterbury but no longer used as smokestack
| Waterbury | Thomaston Avenue | T-Mobile | Brownstein Realty LLC | smokestack | 132 | 134 |  | replace 3 antennas w 3x600/700 MHz & add 3 rru's
| Waterbury | Garden Circle | CL&P/NU | Message Center Mngmt | self-support lattice | 100 | 180 |  | 2-6' dishes, 1-8'dish @ 100, 90, 80 |  | CL&P antennas relocated to nearby SBA tower per petition 1006 - 10/6/11
| Waterbury | Garden Circle | Sprint Nextel | Message Center Mngmt | self-support lattice | 130 | 180 |  | install 3 WiMAX antennas (12 iDEN antennas on tower @ 173' and 6 CDMA antennas @ 130') |  | install GPS antenna on equipment platform railing
| Waterbury | Garden Circle | CL&P | Message Center Mngmt | self-support lattice | 110 | 180 |  | install 2 DB586-Y ship antennas |  | install GPS antenna on equipment platform railing
| Waterbury | Garden Circle | Pocket (now MetroPCS) | Message Center Mngmt | self-support lattice | 160 | 180 |  | flush mount 3 antennas
| Waterbury | Garden Circle | Clearwire | Message Center Mngmt | self-support lattice | 137 | 180 |  | install 3 WiMAX antennas and 3 microwave dishes
| Waterbury | Garden Circle | Clearwire | Message Center Mngmt | self-support lattice | 137 | 180 |  | install 1 additional microwave dish
| Waterbury | Garden Circle | Sprint | Message Center Mngmt | self-support lattice | 130 | 180 |  | remove 2 existing antennas; install 1 new antenna and 2 TMAs
| Waterbury | Garden Circle | MetroPCS | Message Center Mngmt | self-support lattice |  | 180 |  |  |  | replace existing radio cabinet with new radio cabinet for LTE upgrade
| Waterbury | Garden Circle | Sprint | Message Center Mngmt | self-support lattice | 130 | 180 |  | replace 4 existing antennas with 3 LTE antennas |  | also remove 12 Nextel antennas at 175 feet
| Waterbury | Garden Circle | Sprint | Message Center Mngmt | self-support lattice | 130 | 180 |  | Install 3 LTE antennas and 3 RRHs
| Waterbury | Garden Circle |  | MCM Acquisition 2017, LLC | self-support lattice | 130 | 180 |  |  |  | notice of ownership change
| Waterbury | Garden Circle | Sprint | MCM Acquisition 2017, LLC | self-support lattice | 130 | 180 |  | replace 3 antennas w 3 x 2500 MHz antennas
| Waterbury | Garden Circle | VoiceStream | Stainless. Inc | guyed-lattice | 180 | 279 |  | 12 panel antennas | cabinets | many various antennas at many heights on tower
| Waterbury | Garden Circle | T-Mobile (VoiceStream) | EMAC Communications | guyed-lattice | 180 | 279 |  | E911 upgrade
| Waterbury | Garden Circle | MediaFLO | EMAC Communications | guyed-lattice | 266 | 279 |  | install 17' pylon antenna on tower; 2 Ku dishes on equipment building
| Waterbury | Garden Circle | T-Mobile | EMAC Communications | guyed-lattice | 182 | 279 |  | remove 2 of 5 existing antennas; install 3 new antennas
Petition No. 1006 | Waterbury | Garden Circle | CL&P | SBA | guyed-lattice | 95 | 279 |  | relocate various antennas from nearby MCM tower
| Waterbury | Garden Circle | CL&P/Yankee Gas | SBA | guyed-lattice | var. | 279 |  | omni antennas @ 117', 122', 132' and MW dishes @ 130' and 135'
| Waterbury | Garden Circle | T-Mobile | SBA | guyed-lattice | 182 | 279 |  | replace 6 GSM/UMTS antennas with 6 multi-band antennas |  | 4G/LTE upgrade
| Waterbury | Garden Circle | CL&P/Yankee Gas | SBA | guyed-lattice | var. | 279 |  | amend previous approval with slightly different antenna array
| Waterbury | Garden Circle | CL&P/Yankee Gas | SBA | guyed-lattice | 182 | 279 |  | replace 3 antennas with 3 700 MHz antennas
| Waterbury | Garden Circle | T-Mobile | SBA | guyed-lattice | 182 | 279 |  | install 3 1900 MHz ant
| Waterbury | Garden Circle | T-Mobile | SBA | guyed-lattice | 182 | 279 |  | replace 6 antennas w 3 x600/1900/2100 MHz & 3 x 2100 MHz antennas; add 3 rru's
Petition No. 1103 | Waterbury | Whitewood Road | AT&T | CL&P | utility pole | 105 | 105 | 544 | install 12 panel antennas | 12x16 | petition is to add 25-ft extension onto 80-ft transmission line pole | propane generator
| Waterbury | Sheffield Street | SNET | SBA | monopole | 137 | 160 |  | 12 panel DB846H80 | 11.5x 20
| Waterbury | Sheffield Street | Cellco (Verizon) | SBA | monopole | 147 | 160 |  | 12 panel | 12x30
| Waterbury | Sheffield Street | SNET/Cingular | SBA | monopole | 137 | 160 |  | replace antennas approved in TS-VER-151-011009 with 12 DB846H80 antennas, 6 ADC tower mount amplifiers, 1 LMU | 11.5X20
| Waterbury | Sheffield Street | Verizon | SBA | monopole | 147 | 160 |  | instead of 12 cellular antennas previously approved, add 6 PCS and 6 cellular antennas
| Waterbury | Sheffield Street | Nextel | SBA | monopole | 127 | 160 |  | install 12 panel antennas | 12x20
| Waterbury | Sheffield Street | AT&T | SBA | monopole | 137 | 160 |  | remove existing antennas - no longer in use
| Waterbury | Sheffield Street | Cingular | SBA | monopole | 137 | 160 |  | replace 3 existing antennas with 3 new ones |  | add 3 diplexers
| Waterbury | Sheffield Street | Sprint Nextel | SBA | monopole | 127 | 160 |  | replace 3 existing antennas with 3 WiMAX antennas |  | one microwave dish and install one WiMAX cabinet
| Waterbury | Sheffield Street | Clearwire | SBA | monopole | 127; 130 | 160 |  | install 3 WiMAX antennas and 3 radioheads @ 127'; install 2 microwave dishes @ 130'
| Waterbury | Sheffield Street | Verizon | SBA | monopole | 148 | 160 |  | replace 12 existing antennas with 6 new cellular, 3 PCs, and 3 700 MHz antennas
| Waterbury | Sheffield Street | AT&T | SBA | monopole | 137 | 160 |  | replace 6 of 9 dual band antennas with 6 new multi-band antennas
| Waterbury | Sheffield Street | MetroPCS | SBA | monopole |  | 160 |  |  |  | replace radio cabinet for LTE
| Waterbury | Sheffield Street | AT&T | SBA | monopole |  | 160 |  |  |  | install 50 kW diesel generator for backup power | diesel generator
| Waterbury | Sheffield Street | Verizon | SBA | monopole | 148 | 160 |  | replace 3 of 12 existing antennas with 3 new LTE antennas
| Waterbury | Sheffield Street | AT&T | SBA | monopole | 135 | 160 |  | add 3 remote radio heads
| Waterbury | Sheffield Street | Verizon | SBA | monopole | 148 | 160 |  | replace 3 of 12 existing antennas with 3 new 1900 MHz antennas
| Waterbury | Sheffield Street | AT&T | SBA | monopole | 140 | 160 |  | remove 6 of 9 existing antennas; install 9 new LTE antennas
| Waterbury | Sheffield Street | Verizon | SBA | monopole | 148 | 160 |  | replace three 700 MHz antennas
| Waterbury | Sheffield Street | AT&T | SBA | monopole | 137 | 160 |  | replace 3 ant w/ 3 700/1900 MHz; add 3 RRHs
| Waterbury | Sheffield Street | Sprint | SBA | monopole | 127 | 160 |  | install 3 850/1900/2500 MHz antennas and 12 RRHs
| Waterbury | Sheffield Street | AT&T | SBA | monopole | 137 | 160 |  | install 3 new 700MHz antennas
| Waterbury | Bishop Street | Verizon | Waterbury Omega, LLC | rooftop | 69.8 | 61.7 | 490 | install 8 antennas |  | EFR 1133 | diesel generator
| Waterbury | Bishop Street | T-Mobile | Waterbury Omega, LLC | rooftop | 96 | 66 |  | replace 30' stealth canister pole w/ new 30' pole and 3 interior 700/1900/2100 MHz antennas; relocate 6 TMAs w/in pole, add 3 RRUs to rooftop
| Waterbury | Meadow Street | SNET/SCLP | SNET/SCLP |  |  | 40 |  | 1-6' parabolic |  | tower on rooftop, 4 transmitters removed
| Waterbury | Cherry Avenue | T-Mobile | American Tower | smokestack | 137 | 141 |  | replace 6 ant w/ 3 1900/2100 MHz, 3 700/1900/2100 MHz |  | originally approved by city. Smokestack now inactive. This is 1st Council action
| Waterbury | Cherry Avenue | T-Mobile | American Tower | smokestack | 137 | 141 |  | replace 3 antennas w 3 x 850/700/1900/2100MHz and install 3x1900MHz antennas
| Waterbury | Cherry Avenue | Sprint | American Tower | smokestack | 127 | 141 |  | replace 3 antennas w 3 x 850/1900 & install 3 x 2500 MHz antennas; add 6 rru's
| Waterbury | Captain Neville Drive | SCLP | Candid Communications | monopole | 150 | 152 | 492 | 12-panel antennas | 12x26
| Waterbury | Captain Neville Drive | SNET/Cingular | Candid Communications | monopole | 150 | 150 | 492 | replace existing antennas with 9 CSS DUO4-8670, 9 tower mount amplifiers
| Waterbury | Captain Neville Drive | Cingular/AT&T | Candid Communications | monopole | 140 | 150 | 492 | remove all AT&T antennas and equipment
| Waterbury | Captain Neville Drive | Cingular | Candid Communications | monopole | 152 | 150 | 492 | remove 3 existing antennas, install 3 new ones |  | install 3 diplexers
| Waterbury | Captain Neville Drive | Clearwire | Candid Communications | monopole | 140 | 150 | 492 | install 3 panel antennas and 2 microwave dishes
| Waterbury | Captain Neville Drive | AT&T | Crown Castle | monopole | 150 | 150 | 492 | add 3 LTE antennas to 6 existing antennas
| Waterbury | Captain Neville Drive | AT&T | Crown Castle | monopole | 150 | 150 | 492 | retain 3 existing GSM/UMTS antennas; remove 3 GSM/UMTS antennas and 3 existing LTE antennas; install 9 new LTE antennas
| Waterbury | Captain Neville Drive | AT&T | Crown Castle | monopole | 150 | 150 | 492 | replace three ant w/ 3 2300 MHz ant; add three RRHs
| Waterbury | Captain Neville Drive | Sprint | Crown Castle | monopole | 140 | 150 | 492 | replace 3 antennas w 3 x 2500MHz and install 3x 850/1900MHz antennas; add 12 RRU's
| Waterbury | Captain Neville Drive | AT&T | Crown Castle | monopole | 150 | 150 | 492 | install 3 x 700/850 MHz antennas; add 9 rru's
| Waterbury | Captain Neville Drive | Sprint | Crown Castle | [5 empty] | install 1 5-ft x 5-ft 6-inch concrete pad | install 1 equipment cabinet on concrete pad
Petition no. 1167 | Waterbury | - South Leonard St | Verizon | Verizon | rooftop | 62.2 | 63.4 |  | 1900/2100 MHz antenna |  | canister antenna on pipe mounted to building chimney
Docket No. 321 | Waterbury | Meriden Road | T-Mobile | Optasite | monopole | 97 | 110 | 611 | 6 antennas | pad
Docket No. 321 | Waterbury | Meriden Road | Nextel | Optasite | monopole | 107 | 110 | 611 | 9 antennas | 12x20
| Waterbury | Meriden Road | Verizon | Optasite | monopole | 87 | 110 | 611 | install 6 PCS and 6 cellular antennas | 12x30
| Waterbury | Meriden Road |  | SBA | monopole |  | 110 | 611 |  |  | Transfer of Certificate from Optasite
| Waterbury | Meriden Road | T-Mobile | SBA | monopole | 97 | 110 | 611 | add three panel antennas |  | UMTS upgrade
| Waterbury | Meriden Road | Pocket (now MetroPCS) | SBA | monopole | 77 | 110 | 611 | flush mount 3 antennas
Petition No. 927 | Waterbury | Meriden Road | Clearwire | SBA | monopole | 118 | 120 | 611 | install 3 panel antennas and 2 microwave dishes |  | petition raises height of tower 10 feet
| Waterbury | Meriden Road | Verizon | SBA | monopole | 87 | 120 | 611 | replace 6 of 12 existing antennas with 3 new PCS and 3 new LTE antennas
| Waterbury | Meriden Road | T-Mobile | SBA | monopole | 99 | 120 | 611 | replace 9 antennas with 6 multi-band antennas |  | 4G/LTE upgrade
| Waterbury | Meriden Road | MetroPCS | SBA | monopole |  | 120 | 611 |  |  | replace existing radio cabinet with new radio cabinet and add battery cabinet
| Waterbury | Meriden Road | Verizon | SBA | monopole | 87 | 120 | 611 | replace 6 of 12 existing antennas with 3 cellular and 3 AWS antennas
| Waterbury | Meriden Road | T-Mobile | SBA | monopole | 99 | 120 | 611 | install 3 700 MHz antennas
| Waterbury | Meriden Road | T-Mobile | SBA | monopole | 99 | 120 | 611 | replace 3 antennas w/ 3 1900 MHz antennas
| Waterbury | Meriden Road | Verizon | SBA | monopole | 87 | 120 | 611 | replace 9 ant. w/ 3 700 MHz, 3 1900 MHz, 3 2100 MHz; replace 3 RRHs & install 6 RRHs
| Waterbury | Meriden Road | Sprint | SBA | monopole | 119 | 120 | 611 | install 3 850/1900/2500 MHz antennas and 12 RRHs
| Waterbury | Meriden Road | T-Mobile | SBA | monopole | 99 | 120 | 611 | replace 3 antennas w 3x600/700MHz antennas & 1 x1900/2100 antenna
| Waterbury | Meriden Road | Sprint | SBA | monopole | [5 empty] | install underground fiber conduit and cables; install 2 new cabinets with NID on a new H-Frame
Petition No. 1258 | Waterbury | West Main Street | AT&T | AT&T | rooftop (Falgpole & stealth chimney) | 54, 46, 48 | 38 |  | install 3 x 850/1900 MHz & 3 x 700/1900 MHz antennas; |  | replace existing flagpole and install stealth/concealment chimney
Docket No. 44 | Waterbury | Farmdale Drive | SNET Cellular | SNET Cellular | guyed-monopole | 150 | 150 | 822 | (4-6)-whips | 20x24 | Quagliaro tract
| Waterbury | Farmdale Drive | SNET/SCLP | SNET/SCLP | guyed-monopole | 150 | 150 | 822 |  |  | message alert antenna
| Waterbury | Farmdale Drive | SNET/SCLP | SCLP | guyed-monopole | [5 empty] | Transfer of Certificate from SNET to Springwich Cellular Limited Partnership
| Waterbury | Farmdale Drive | SCLP | SCLP | guyed-monopole | 132 | 150 | 825 | Directional panel antennas , Approx. 4'ional |  | SCLP change 18' omni to Directional panel antennas , Approx. 4'ional
| Waterbury | Farmdale Drive | BAM | SCLP | guyed-monopole | 132 | 150 | 825 | 9-directional | BAM 15x26
| Waterbury | Farmdale Drive | SNET/Cingular | SCLP | guyed-monopole | 154 | 150 | 825 | replace existing antennas with 10 CSS DUO4-8760, 9 tower mount amplifiers, 1 LMU @ 38.75 | BAM 15x26
| Waterbury | Farmdale Drive | AT&T | American Tower | guyed-monopole | 145 | 150 | 825 | add 6 Allgon 7250.03 panel antennas | pad | up to 4 equipment cabinets
| Waterbury | Farmdale Drive | Verizon | American Tower | guyed-monopole | 140, 105, 100 | 150 | 825 | install 3 temporary microwave antennas |  | antennas to be removed within 9 to 12 months
| Waterbury | Farmdale Drive | Verizon | American Tower | guyed-monopole | 129 | 150 | 825 | remove existing antennas, replace with 9 cellular and 6 PCS antennas
| Waterbury | Farmdale Drive | Cingular | American Tower | guyed-monopole | 154 | 150 | 825 | remove 4 existing antennas; install 3 antennas & 3 diplexers |  | also decommission AT&T antennas @ 145'
| Waterbury | Farmdale Drive | Verizon | American Tower | guyed-monopole | 129 | 150 | 825 | replace 3 existing cellular antennas with 3 new 700 MHz antennas
| Waterbury | Farmdale Drive | AT&T | American Tower | guyed-monopole | 152 | 150 | 825 | replace 6 of 9 existing antennas with 6 new antennas
| Waterbury | Farmdale Drive | AT&T | American Tower | guyed-monopole |  | 150 | 825 |  |  | install 50 kW diesel generator for backup power | diesel backup
| Waterbury | Farmdale Drive | Verizon | American Tower | guyed-monopole | 129 | 150 | 825 | replace 3 of 15 antennas with 3 LTE antennas
| Waterbury | Farmdale Drive | AT&T | American Tower | guyed-monopole | 154 | 150 | 825 | retain 3 of 9 existing antennas and add 9 new LTE antennas
| Waterbury | Farmdale Drive | Verizon | American Tower | guyed-monopole | 129 | 150 | 825 | replace 3 panel antennas w/ 3 700 MHz
| Waterbury | Farmdale Drive | AT&T | American Tower | guyed-monopole | 154 | 150 | 825 | replace 9 ant. w/ 9 new 850 MHz and 1900 MHz antennas
| Waterbury | Farmdale Drive | AT&T | American Tower | guyed-monopole | 154 | 150 | 825 | replace 3 existing antennas with 3 new 700/900 MHZ, remove 3 RRHs and install 3 new RRHs
| Waterbury | Farmdale Drive | AT&T | American Tower | guyed-monopole | 154 | 150 | 825 | replace 3 TMAs w/ 6 triplexers; add 6 RRHs
| Waterbury | Farmdale Drive | Verizon | AT&T Mobility | guyed-monopole |  | 150 | 825 | remove 9 antennas, install 6 850/1900/2100 MHz antennas; add 12 RRHs
| Waterbury | Farmdale Drive | AT&T | AT&T Mobility | guyed-monopole | 154 | 150 | 825 | replace 1 antenna w 1x700/1900MHz & install 3x700/2100MHz; add 6 rru's
| Waterbury | Farmdale Drive | Verizon | AT&T Mobility | guyed-monopole | 129 | 150 | 825 | replace 6 with 6x700/850/1900/2100 MHz antennas & install 3 x 3550 MHz antennas; replace 9 RRUs
| Waterbury | Long Hill | OMNI | SNET | self-support lattice | 106 | 106 | 880 | 3 panel antennas |  | existing microwave antennas
| Waterbury | Long Hill | OMNI | SNET | self-support lattice | 87.5 | 106 | 880 |  |  | Revise approval of 10/08/97. lower ant. height
Petition No. 659 | Waterford | Palmer Road | AT&T | AT&T | monopole | 85.00, 79.00 | 87.5 |  | 3 Thales p065X51NSON antennas @ 85' and 79' | pad | tower designed as a flagpole with antennas mounted internally; replace existing on fire house roof top and 40' pole with Millstone emerg. Sirens
Petition No. 659 | Waterford | Palmer Road | Goshen Fire Dept | AT&T | monopole | 65 | 87.5 |  | two whips | pad
| Waterford | Palmer Road | Cingular | AT&T | monopole |  | 87.5 |  |  |  | add one new equipment cabinet
Petition No. 972 | Waterford | Palmer Road | MetroPCS | AT&T | monopole | 94 | 97 |  | install 3 antennas |  | petition extends height of tower by ten feet
| Waterford | Palmer Road | AT&T | AT&T | monopole | 79 | 97 |  | add 3 LTE antennas to 6 existing antennas
Petition No. 607 | Waterford | Old Colchester | AT&T | CL&P | utility pole | 109 | 109 |  | 6 Allgon 7250.02 panel antennas | pad | replace existing 89' power pole with 109' pole to mount antennas
| Waterford | Old Colchester | Cingular | CL&P | utility pole | 109 | 109 |  | remove 6 existing antennas; install 3 antennas and 6 TMAs
| Waterford | Old Colchester | AT&T | CL&P | utility pole | 109 | 109 |  | add 3 multi-band antennas to 3 GSM/UMTS antennas |  | 4G/LTE upgrade
| Waterford | Industrial Drive | MetroPCS | Kobyluck Bros/Wirelss Solutions | self-support lattice | 190 | 190 |  | install 6 Kathrein 800-10504 antennas |  | town has 3 omni whips and 2 dipole antennas at hts from 190 to 140'
Docket No. 67 | Waterford | Miner Lane | SNET Cellular | SNET Cellular | monopole | 150 | 150 | 94 | (4-6)-whips | 21x21 | Waterford Landfill
| Waterford | Miner Lane | SCLP | SNET | monopole | 160 | 150 | 94 | paging |  | added message service alert antenna
| Waterford | Miner Lane | SCLP | SNET | monopole | [5 empty] | Transfer of Certificate from SNET to Springwich Cellular Limited Partnership
| Waterford | Miner Lane | SNET/SCLP | SNET/SCLP | monopole | 94 | 150 | 94 | 4'directional |  | change from 13' omni to Directional panel antennas , Approx. 4'ional
| Waterford | Miner Lane | SCLP | SNET | monopole |  | 150 | 94 | 2' dish on rooftop |  | snet paging
| Waterford | Miner Lane | SNET/Cingular | SNET | monopole | 153 | 150 | 94 | replace existing antennas with 9 CSS DUO4-8670, 6 tower mount amplifiers, 1 LMU @ 38.25'
| Waterford | Miner Lane | AT&T | American Tower | monopole | 140 | 150 | 94 | 3 Thales p065Z56NSOB panel antennas | pad | up to four equipment cabinets on concrete pad
| Waterford | Miner Lane | T-Mobile | American Tower | monopole | 130 | 150 | 94 | install 6 EMS RR90-17-02DP panel antennas | pad | 3 BTS equipment cabinets
| Waterford | Miner Lane | Cingular/AT&T | American Tower | monopole | 140 | 150 | 94 | decommission AT&T antennas
| Waterford | Miner Lane | Cingular | American Tower | monopole | 153 | 150 | 94 | remove 9 existing antennas, 6 TMAs, and 3 diplexers; replace with 6 new antennas, 6 TMAs, 6 diplexers
Petition No. 886 | Waterford | Miner Lane | Town of Waterford | American Tower | monopole | 180 | 180 | 94 | install 2 15' whip antennas at top of tower | 12x23 | petition to replace existing 150' tower with new 180' tower as part of town emergency communications upgrade; expand compound
| Waterford | Miner Lane | T-Mobile | American Tower | monopole | 130 | 180 | 94 | add 3 antennas to 3 existing antennas |  | UMTS upgrade
| Waterford | Miner Lane | Clearwire | American Tower | monopole | 170 | 180 | 94 | install 3 WiMAX antennas and 3 TMAs
| Waterford | Miner Lane | AT&T | American Tower | monopole | 153 | 180 | 94 | add 3 antennas and 6 RRHs to 6 existing antennas and 6 TMAs
| Waterford | Miner Lane | American Tower | American Tower | monopole |  | 180 | 94 |  |  | American Tower to install diesel generator for back up power capability | diesel generator |  | shared
| Waterford | Miner Lane | Verizon | American Tower | monopole | 160 | 180 | 94 | install 12 antennas - 6 LTE and 6 AWS | 12x20 | share ATC generator for backup power
| Waterford | Miner Lane | T-Mobile | American Tower | monopole | 130 | 180 | 94 | replace 6 exisitng antennas with 6 new multi-band antennas |  | 4G/LTE upgrade
| Waterford | Miner Lane | Verizon | American Tower Corporation | monopole | 160 | 180 | 94 | replace 9 antennas with 3 700, 3 1900, and 3 2100 MHz antennas
| Waterford | Miner Lane | AT&T | American Tower Corporation | monopole | 153 | 180 | 94 | install 3 2300 MHz antennas
| Waterford | Miner Lane | T-Mobile | American Tower Corporation | monopole | 130 | 180 | 94 | install 3 700 MHz antennas
| Waterford | Miner Lane | AT&T | American Tower | monopole | 153 | 180 | 94 | replace 3 antennas w/ 3 2300 MHz antennas; add 3 RRHs
| Waterford | Miner Lane | Verizon | American Tower | monopole | 160 | 180 | 94 | replace 3 ant w/ 3 700 MHz ant; replace 3 RRHs
| Waterford | Miner Lane | AT&T | American Tower | monopole | 153 | 180 | 94 | replace 3 antennas w/ 3 LTE antennas; replace 6 RRHs, add 6 RRHs
| Waterford | Miner Lane | T-Mobile | American Tower Corporation | monopole | 130 | 180 | 94 | replace 3 antennas w 3x600/700 MHz antennas; replace 3 rru's |  | replace sector frame antenna mount with new platform antenna mount
| Waterford | South Bartlett Road | T-Mobile | Town of Waterford (SBA manages) | monopole | 150 | 170 |  | 9 panel antennas | pad | three equipment cabinets
| Waterford | South Bartlett Road | MetroPCS | Town of Waterford (SBA manages) | monopole | 170 | 170 |  | install 6 panel antennas
| Waterford | South Bartlett Road | T-Mobile | Town of Waterford (SBA manages) | monopole | 150 | 170 |  | replace 3 GSM/UMTS antennas with 3 new GSM/UMTS and 3 new LTE antennas |  | 4G/LTE upgrade
| Waterford | South Bartlett Road | T-Mobile | Town of Waterford (SBA manages) | monopole | 150 | 170 |  | install 3 LTE ant. And RRUs
| Waterford | South Bartlett Road | Verizon | Town of Waterford (SBA manages) | monopole | 120 | 170 |  | install 9 antennas | 11.5x26 | EFR 1133 | diesel generator
| Waterford | Manitock Hill Road | Nextel | Sprint | self-support lattice | 127 | 137 | 235 | 8-ALP 7130.33, 4-ALP 7120.33 panel antennas | 10x20 | 2-GPS at 80
| Waterford | Manitock Hill Road | AT&T Wireless | Sprint | self-support lattice | 97 | 137 |  | 6 panel | cabinets
| Waterford | Manitock Hill Road | Verizon | Sprint | self-support lattice | 107 | 137 |  | install 12 panel antennas | 12x30
| Waterford | Manitock Hill Road | Cingular | Sprint | self-support lattice | 97 | 137 |  | remove 3 existing antennas, install 3 new ones |  | install 6 tower mount amplifiers; install 2 new equipment cabinets
| Waterford | Manitock Hill Road | T-Mobile (VoiceStream) | Sprint | self-support lattice | 117 | 137 |  | replace 3 existing antennas with 3 UMTS quad pole antennas |  | UMTS upgrade
| Waterford | Manitock Hill Road | MetroPCS | Sprint | self-support lattice | 89 | 137 |  | install 6 panel antennas and 6 TMAs
| Waterford | Manitock Hill Road | Verizon | Sprint | self-support lattice | 107 | 137 |  | of 12 existing antennas, replace 6 existing PCS antennas with 3 new PCS and 3 new LTE antennas
| Waterford | Manitock Hill Road | AT&T | Crown Castle | self-support lattice | 97 | 137 |  | add 3 antennas and 6 RRHs to 3 existing antennas and 6 existing TMAs
| Waterford | Manitock Hill Road | Sprint | Crown Castle | self-support lattice | 137 | 137 |  | replace 6 CDMA antennas with 3 dual-band antennas |  | 4G/LTE upgrade
| Waterford | Manitock Hill Road | Verizon | Crown Castle | self-support lattice | 107 | 137 |  | replace 6 of 12 antennas with 3 cellular and 3 AWS antennas
| Waterford | Manitock Hill Road | T-Mobile | Crown Castle | self-support lattice | 119 | 137 |  | replace 6 exisitng antennas with 6 new multi-band antennas |  | 4G/LTE upgrade
| Waterford | Manitock Hill Road | Sprint | Crown Castle | self-support lattice | 137 | 137 |  | add 3 CDMA/LTE antennas to 3 existing ones
| Waterford | Manitock Hill Road | Verizon | Crown Castle | self-support lattice | 107 | 137 |  | replace 9 antennas with 3 700, 3 1900, and 3 2100 MHz antennas
| Waterford | Manitock Hill Road | Verizon | Crown Castle | self-support lattice | 107 | 137 |  | replace 9 ant w/ 3 700 MHz, 3 1900 MHz, 3 2100 MHz ant; replace 3 RRHs; add 6 RRHs
| Waterford | Manitock Hill Road | Sprint | Crown Castle | self-support lattice | 137 | 137 |  | install 3 2500 MHz antennas; add 3 RRHs
| Waterford | Rock Ridge Road | VoiceStream | Sprint | self-support lattice | 117 | 137 |  | 6-EMS RR90-1702DP | cabinet | Sprint on @ 137'
| Waterford | Rock Ridge Road | T-Mobile (VoiceStream) | Sprint |  | 117 | 137 |  | E911 upgrade
| Waterford | Fargo Road | Town of Waterford | SBA | water tank | 148 | 135 |  | install two whip antennas |  | sprint nextel at top of water tank
| Waterford | Fargo Road | Sprint | SBA | water tank | 140 | 135 |  | replace 6 CDMA antennas with 3 dual-band antennas |  | 4G/LTE upgrade
| Waterford | Fargo Road | Sprint | SBA | water tank | 140 | 135 |  | add 3 new CDMA/LTE antennas to 3 existing ones
| Waterford | Fargo Road | Sprint | Town of Waterford | water tank | 140 | 140 |  | install 3 2500 MHz antennas & 3 RRHs
| Waterford | Fargo Road | BAM | SBA | monopole | 172.5 | 183 | 299 | 12-Decibel DB844H90N panel antennas | 12x30 | 40 kW generator, 1 gps | generator
| Waterford | Fargo Road | VoiceStream | SBA | monopole | 151 | 183 | 299 | 6-EMS dual-pol antennas | cabinet
| Waterford | Fargo Road | SCLP | SBA | monopole | 143 | 183 | 299 | 12 Decibel DB846H80 panel antennas | 12x20
| Waterford | Fargo Road | AT&T Wireless | SBA | monopole | 163 | 183 | 299 | 12 panel antennas | 12x20
| Waterford | Fargo Road | AT&T Wireless | SBA | monopole | n/a | 183 | 299 |  |  | add equipment to existing equipment shelter
| Waterford | Fargo Road | T-Mobile (VoiceStream) | SBA | monopole | 151 | 183 | 299 | E911 upgrade
| Waterford | Fargo Road | Verizon | SBA | monopole | 173 | 183 | 299 | remove existing antennas and install 9 cellular and 6 PCS antennas
| Waterford | Fargo Road | Cingular | SBA | monopole | 143 | 183 | 299 | replace 3 existing antennas with 3 new ones |  | decommission AT&T antennas @ 163'; add 3 diplexers @ 143'
| Waterford | Fargo Road | Clearwire | SBA | monopole | 163 | 183 | 299 | install 3 WiMAX antennas
| Waterford | Fargo Road | Verizon | SBA | monopole | 173 | 183 | 299 | replace 12 existing antennas with 6 cellular, 6 PCS, and 3 LTE antennas
| Waterford | Fargo Road | AT&T | SBA | monopole | 143 | 183 | 299 | replace 6 of 9 existing dual-band antennas with 6 multi-band antennas |  | 4G/LTE upgrade
| Waterford | Fargo Road | T-Mobile | SBA | monopole | 153 | 183 | 299 | replace 3 GSM/UMTS antennas with 3 new GSM/UMTS and 3 new LTE antennas |  | 4G/LTE upgrade
| Waterford | Fargo Road | Verizon | SBA | monopole | 172 | 183 | 299 | replace 9 of 12 existing antennas with 3 700 MHz antennas, 3 1900 MHz antennas, and 3 2100 MHz antennas
| Waterford | Fargo Road | T-Mobile | SBA | monopole | 153 | 183 | 299 | install 3 LTE antennas & 3 RRUs
| Waterford | Fargo Road | Verizon | SBA | monopole | 173 | 183 | 299 | Install 3 RRHs
| Waterford | Fargo Road | AT&T | SBA | monopole | 143 | 183 | 299 | replace 6 antennas with 3x700/1900 and 3x100MHz antennas; install 3 RRHs
| Waterford | Daniels Avenue | Verizon | SBA | self-support lattice | 140 | 180 |  | install 6 LPA-80063/6CF; 3 BXA-185063/12CT; and 3 BXA-70063/6CF antennas | 12x30 | town antennas at top of tower
| Waterford | Daniels Avenue | T-Mobile | SBA | self-support lattice | 160 | 180 |  | install 9 panel antennas and 6 TMAs | pad
| Waterford | Daniels Avenue | Cingular | SBA | self-support lattice | 170 | 180 |  | install 6 panel antennas | 12x20
| Waterford | Daniels Avenue | AT&T | SBA | self-support lattice | 170 | 180 |  | add 3 new antennas and 6 remote radio heads to 6 existing antennas and 6 TMAs
| Waterford | Daniels Avenue | Verizon | SBA | self-support lattice | 140 | 180 |  | replace 3 of 12 existing antennas with 3 PCS antennas
| Waterford | Daniels Avenue | Verizon | SBA | self-support lattice | 140 | 180 |  | replace 6 of 12 existing antennas with 3 cellular and 3 AWS antennas
| Waterford | Daniels Avenue | T-Mobile | SBA | self-support lattice | 117 | 180 |  | replace 3 dual-band antennas with 3 multi-band antennas |  | 4G/LTE upgrade
| Waterford | Daniels Avenue | T-Mobile | SBA | self-support lattice | 160 | 180 |  | install 3 700 MHz antennas
| Waterford | Daniels Avenue | AT&T | SBA | self-support lattice | 170 | 180 |  | replace 3 existing antennas with 3 new 2300 MHZ, install 3 RRHs and 6 TMAs
| Waterford | Daniels Avenue | Verizon | SBA | self-support lattice | 140 | 180 |  | replace 6 ant w/ 700/1900 MHz, 3 2100 MHz ant; add 6 RRHs
| Waterford | Daniels Avenue | AT&T | SBA | self-support lattice | 170 | 180 |  | add 3 LTE antennas on platform; add 6 RRHs
| Waterford | Dayton Road | BAM | Cohanzie Fire Dept. | self-support lattice | 135 | 185 |  | 12-panels |  | Equipment in second floor of Fire Dept. building
| Waterford | Dayton Road | Omni | Cohanzie Fire Dept | self-support lattice | 165 | 185 |  | 3-panels, 56"x8"x3" |  | 2-EMS RR90-17-02DP, 1-EMS RR33-20
| Waterford | Dayton Road | AT&T Wireless | Cohanzie Fire Dept. | self-support lattice | 155 | 185 |  | 12-panels | exist. building | Equipment in second floor of Fire Dept. building
| Waterford | Dayton Road | AT&T Wireless | Cohanzie Fire Dept. | self-support lattice | n/a | 185 |  |  |  | add equipment to existing equipment shelter
| Waterford | Dayton Road | T-Mobile (VoiceStream) | Cohanzie Fire Dept. | self-support lattice | 165 | 185 |  | E911 upgrade
| Waterford | Dayton Road | T-Mobile (VoiceStream) | Cohanzie Fire Dept. | self-support lattice | 165 | 185 |  | add 9 EMS-RR90-17-02DP antennas to existing 3 |  | add 2 Nortel S8000 equipment cabinets in existing shelter
| Waterford | Dayton Road | Verizon | Cohanzie Fire Dept. | self-support lattice | 135 | 185 |  | replace 6 of 12 existing cellular antennas with 6 PCS antennas
| Waterford | Dayton Road | Cingular | Cohanzie Fire Dept. | self-support lattice | 155 | 185 |  | remove 9 existing antennas, replace with 6 new ones
| Waterford | Dayton Road | Town of Waterford | Cohanzie Fire Dept. | self-support lattice | 180 | 185 |  | install 2 15' whip antennas
| Waterford | Dayton Road | MetroPCS | Cohanzie Fire Dept. | self-support lattice | 125 | 185 |  | install 6 panel antennas
| Waterford | Dayton Road | T-Mobile | Cohanzie Fire Dept. | self-support lattice | 165 | 185 |  | remove 3 existing antennas; replace with 3 new antennas |  | UMTS upgrade
| Waterford | Dayton Road | Verizon | Cohanzie Fire Dept. | self-support lattice | 132 | 185 |  | replace 12 existing antennas with 6 cellular, 3 PCS, and 3 LTE antennas
| Waterford | Dayton Road | T-Mobile | Cohanzie Fire Dept. | self-support lattice | 165 | 185 |  | of 9 existing antennas; leave 3 GSM dual pole antennas in place; replace 3 UMTS quad pole antennas with 3 GSM/UMTS quad pole antennas; replace 3 existing GSM dual pole antennas with 3 UMTS quad pole antennas
| Waterford | Dayton Road | AT&T | Cohanzie Fire Dept. | self-support lattice | 157 | 185 |  | add 3 multi-band antennas to 6 existing GSM/UMTS antennas |  | 4G/LTE upgrade
| Waterford | Dayton Road | Verizon | Cohanzie Fire Dept. | self-support lattice | 135 | 185 |  | replace 6 of 15 existing antennas with 3 PCS and 3 AWS antennas
| Waterford | Dayton Road | Verizon | Cohanzie Fire Dept. | self-support lattice | 135 | 185 |  | replace 12 antennas w/ 3 700 MHz, 3 850 MHz, 3 1900 MHz & 3 2100 MHz
| Waterford | Dayton Road | T-Mobile | Cohanzie Fire Dept. | self-support lattice | 164 | 185 |  | replace 6 dummy ant. w/ 3 GSM/UMTS/LTE ant and 3 LTE antennas
| Waterford | Dayton Road | Verizon | Cohanzie Fire Dept. | self-support lattice | 135 | 185 |  | remove 15 ant - install 3 850 MHz, 3 1900 MHz, 3 2100 MHz; replace 6 RRHs, add 3 RRHs
| Waterford | Dayton Road | AT&T | Cohanzie Fire Dept. | self-support lattice | 157 | 185 |  | replace 3 ant w/ 3 700/1900/2100 MHz ant; replace 3 RRHs, add 6 RRHs
| Waterford | Dayton Road | AT&T | Cohanzie Fire Dept. | self-support lattice | 157 | 185 |  | install 3 x 700/850 MHz antennas; install 9 rru's
| Waterford | Dayton Road | T-Mobile | American Tower | self-support lattice | 164 | 185 |  | replace three antennas. Remove 3 TMAs
| Waterford | Dayton Road | American Tower Corporation | Cohanzie Fire Dept. | [6 empty] | generator installed on 6' x 8' concrete pad; ATS and circuit breaker on proposed H- Frame | diesel generator | 80-kilowatt | yes
| Waterford | Dayton Road | T-Mobile | American Tower | self-support lattice | 164 | 185 |  | replace 3 antennas w 3 x 1900/2100 MHz antennas
| Waterford | Dayton Road | Verizon | American Tower | self-support lattice | 135 | 185 |  | replace 6 antennas w 6x700/850/1900/2100 MHz & install 3 x 3600 Mhzantennas; replace 6 RRUs & install 6 RRUs
Petition No. 919 | Waterford | Oil Mill Road | MetroPCS | CL&P | utility pole | 92.5 | 85 |  | install 6 panel antennas | pad | petition to add 10' extension to 85' transmission line tower
Petition No. 506 | Waterford | Oil Mill Road | Voicestream | CL&P | utility pole | 90 | 92'7"
Petition No. 971 | Waterford | Oil Mill Road | T-Mobile | CL&P | utility pole | 92 | 85 |  | install 3 antennas on pipe mast extension | pad | replaces antennas on structure 6303 (p0506)
| Waterford | Fargo Road | SNET/Cingular | SBA | monopole | 143 | 183 | 299 | replace existing antennas with 9 CSS DUO4-8670, 6 tower mount amplifiers, 3 diplexers, 1 LMU @118'
| Waterford | Fargo Road | AT&T Wireless | SBA | monopole | 143 | 183 | 299 | add GPS antenna for E911
| Watertown | Siemon Company Drive | T-Mobile | Siemon Realty Co. | smokestack | 125 | 140 |  | install 9 antennas | pad
| Watertown | Siemon Company Drive | AT&T | Siemon Realty Co. | smokestack | 132 | 140 |  | replace 3 existing antennas and 6 TMAs with 6 new antennas and 6 TMAs
| Watertown | Siemon Company Drive | T-Mobile | Siemon Realty Co. | smokestack | 123 | 140 |  | replace 3 existing antennas with 3 new antennas for LTE upgrade
| Watertown | Siemon Company Drive | AT&T | Siemon Realty Co. | smokestack | 135 | 140 |  | replace 3 RRHs w/ new RRHs
| Watertown | Siemon Company Drive | AT&T | Siemon Realty Co. | smokestack | nil | nil |  | nil | nil | install 30-kW diesel generator for backup | diesel generator | 30-kW | no
| Watertown | Siemon Company Drive | AT&T | Siemon Realty Co. | smokestack | 135 | 140 |  | replace 6 antennas w 3x 700/850/2300 MHz & 3 x 700/1900 Mhz antenna ; add 3 rru's |  | replace antenna mount and relocate equipment
Petition No. 502 | Watertown | Sunnyside Avenue | Sprint | CL&P | utility pole | 110 | 110 |  | 9 panel antennae | 26x13
| Watertown | Sunnyside Avenue | Sprint | CL&P | utility pole | 110 | 110 |  | replace 6 existing CDMA antennas with 3 new CDMA/LTE antennas |  | 4G/LTE upgrade
| Watertown | Sunnyside Avenue | Sprint | CL&P | utility pole | 110 | 110 |  | replace 3 antennas w 3 x 800/1900/2500 MHz anennas | install 3 x RRU's and upgrade equipment @ GL
Docket No. 422 | Watertown | Bassett Road | AT&T | North Atlantic Towers | monopole | 130 | 130 | 833 | install 9 multi-band antennas | 12x20 | tower designed as a faux tree (monopine) | diesel generator | 48-hour capacity
| Watertown | Bassett Road |  | American Towers LLC | monopole |  | 130 | 833 |  |  | Transfer of Certificate
| Watertown | Bassett Road | AT&T | American Towers LLC | monopole | 126 | 130 | 833 | replace 3 ant w/ new; add RRHs
Sub-petition No. 1133 | Watertown | Bassett Road | Verizon | American Towers LLC | monopole | 114 | 130 | 833 | install 6 antennas and 12 RRHs | 2 cabinets |  | diesel generator | 20-kW
| Watertown | Buckingham Street | LAC | Watertown, Town of | water tank | 92 | 118 | 878 | 4- directional antennas | 12x20 | antennas attached to water tank
| Watertown | Buckingham Street | Nextel | Watertown, Town of | water tank | 96 | 118 | 878 | 12-panels | 10x20 | antennas attached to water tank, 2-GPS
| Watertown | Buckingham Street | AT&T Wireless | Watertown, Town of | water tank | 92 | 118 |  | 2 GSM panels (for PCS) |  | replacement of 2 panels on watertank
| Watertown | Buckingham Street | AT&T Wireless | Watertown, Town of | water tank |  | 118 |  | add GPS antenna for E911
Docket No. 354 | Watertown | Old Baird Road | Verizon | Verizon | monopole | 160 | 160 | 759 | install 12 panel antennas | 12x30 | this tower never built - permit expired
| West Hartford | New Britain Avenue | Nextel | Ten Thirty Tower Comp | self-support lattice | 155 | 180 |  | 12-panels, ALP 9212 | 10x20
| West Hartford | New Britain Avenue | Omni (Voicestream) | Ten Thirty Tower Comp | self-support lattice | 165 | 180 |  | 12 panel EMS-RR90-17-02DP | two cabinets
| West Hartford | New Britain Avenue | AT&T | Ten Thirty Tower Comp | self-support lattice | 180 | 180 |  | 6 panel antennae, Allgon 7250.02 | 5x6 pad | add 2 equipment cabinets
| West Hartford | New Britain Avenue | T-Mobile (VoiceStream) | Ten Thirty Tower Comp | self-support lattice | 165 | 180 |  | E911 upgrade
| West Hartford | New Britain Avenue | Cingular | Ten Thirty Tower Comp | self-support lattice | 180 | 180 |  | remove existing antennas (AT&T) and replace with 6 new ones |  | remove existing TMAs with 12 new ones
| West Hartford | New Britain Avenue | Pocket (now MetroPCS) | Ten Thirty Tower Comp | self-support lattice | 145 | 180 |  | flush mount 3 antennas
| West Hartford | New Britain Avenue | T-Mobile | Ten Thirty Tower Comp | self-support lattice | 167 | 180 |  | remove 2 existing antennas and 3 TMAs; replace with 3 antennas and 3 TMAs |  | UMTS upgrade
| West Hartford | New Britain Avenue | Clearwire | Ten Thirty Tower Comp | self-support lattice | 154 | 180 |  | install 3 WiMAX antennas and 2 microwave dishes
| West Hartford | New Britain Avenue | T-Mobile | Ten Thirty Tower Comp | self-support lattice | 165 | 180 |  | replace 3 existing GSM antennas with 3 LTE antenas and 3 existing UMTS antennas with three GSM/UMTS/LTE antennas
| West Hartford | New Britain Avenue | AT&T | Ten Thirty Tower Comp | self-support lattice | 180 | 180 |  | add 3 LTE antennas to 6 GSM/UMTS antennas
| West Hartford | New Britain Avenue | MetroPCS | Ten Thirty Tower Comp | self-support lattice | n/a | 180 |  | n/a |  | replace radio cabinet for LTE upgrade
| West Hartford | New Britain Avenue | AT&T | Ten Thirty Tower Comp | self-support lattice | n/a | 180 |  | n/a |  | install 50 kW diesel generator for backup power | diesel generator
| West Hartford | New Britain Avenue | T-Mobile | Ten Thirty Tower Comp | self-support lattice | 165 | 180 |  | remove 6 antennas, install 3 LTE antennas and 6 TMAs
| West Hartford | New Britain Avenue | AT&T | Hirschfeld Towers LLC | self-support lattice | 180 | 180 |  | replace 3 antennas with 3 700/1900 MHz antennas
| West Hartford | New Britain Avenue | AT&T | Ten Thirty Tower Comp | self-support lattice | 180 | 180 |  | replace 3 ant. w/ 3 2300 MHz antennas, install 3 RRHs
| West Hartford | New Britain Avenue | T-Mobile | Ten Thirty Tower Comp | self-support lattice | 165 | 180 |  | replace 3 ant w/ 3 700 MHz, add 3 1900/2100 MHz
| West Hartford | New Britain Avenue | AT&T | Ten Thirty Tower Comp | self-support lattice | 180 | 180 |  | install 3 700/2100 MHz antennas; replace 3 RRHS, add 6 RRHs
| West Hartford | New Britain Avenue | T-Mobile | Ten Thirty Tower Comp | self-support lattice | 165 | 180 |  | replace 3 antennas w 3 x600/700, swap 3 RRHs
| West Hartford | New Britain Avenue | T-Mobile | Ten Thirty Tower Comp | self-support lattice | 165 | 180 |  | replace 3 antennas w 3 x 1900/2100 MHz antennas & install 3 x 2500 Mhz antennas; add 3 rru's
| West Hartford | South Main Street | SNET/SCLP | SNET/SCLP | monopole | 96 | 100 |  | 2-Directional panel antennas , Approx. 4'ional | 12x26 | new equipment building
| West Hartford | South Main Street | SCLP | SNET/SCLP | monopole | 99 | 100 |  | 9-panels, ALP 11011N |  | Replace 100' monopole with new 100 ft monopole
| West Hartford | South Main Street | SNET/Cingular | SCLP | monopole | 106 | 100 |  | replace existing with 9 DUO4-8670 antennas, 6 tower mount amplifiers, 1 LMU
| West Hartford | South Main Street | Cingular | SCLP | monopole | 106 | 100 |  | replace existing antennas with 6 new antennas
| West Hartford | South Main Street | Clearwire | SCLP | monopole | 79 | 100 |  | install 3 WiMAX antennas and 3 microwave dishes
| West Hartford | South Main Street | AT&T | AT&T | monopole | 107 | 100 |  | add 3 multi-band antennas for LTE to 3 GSM and 3 UMTS antennas
| West Hartford | South Main Street | AT&T | Crown Castle | monopole | 107 | 100 |  | replace 3 antennas w 3 x 1900/2300MHz antennas ; add 6 rru's
Petiton No. 1316 | West Hartford | Farmington Avenue | Verizon | Udolf Investments LLC | rooftop | 32 | 35 |  | install 1 2100 MHz panel antenna | in basement of building | small cell concealed within faux chimney
| West Hartford | New Britain Avenue | BAM | Sprint | monopole | 110 | 120 | 157 | 12-43" panels, GPS at 100 ft | 12x30 | 30 kw generator, 12-Swedcom ALP E 9011 | generator
| West Hartford | New Britain Avenue | VoiceStream | Sprint | monopole | 105 | 125 |  | 6-EMS dual-pol antennas | cabinet
| West Hartford | New Britain Avenue | AT&T Wireless | Sprint | monopole | 95 | 120 | 157 | 3 panel antennae | 12x20
| West Hartford | New Britain Avenue | Nextel | Sprint | monopole | 128 | 120 | 157 | 3 panel antennae | 11x21 | pipe mount
| West Hartford | New Britain Avenue | AT&T Wireless | Sprint | monopole | 95 | 120 | 157 |  |  | install additional equipment cabinet
| West Hartford | New Britain Avenue | T-Mobile (VoiceStream) | Sprint | monopole | 105 | 125 |  | E911 upgrade
| West Hartford | New Britain Avenue | AT&T Wireless | Sprint | monopole |  | 120 | 157 | add GPS antenna for E911
| West Hartford | New Britain Avenue | Verizon | Sprint | monopole | 107 | 120 | 157 | replace 6 cellular antennas with 6 PCS antennas
| West Hartford | New Britain Avenue | Cingular/AT&T | Crown Media | monopole | 95 | 120 | 157 | remove all AT&T antennas
| West Hartford | New Britain Avenue | Pocket (now MetroPCS) | Sprint | monopole | 96 | 125 |  | flush mount 3 antennas
| West Hartford | New Britain Avenue | Clearwire | Sprint | monopole | 125 | 125 |  | install 3 WiMAX and 3 microwave dishes
| West Hartford | New Britain Avenue | Verizon | Sprint | monopole | 105 | 125 |  | replace 12 existing antennas with 6 cellular, 3 PCS, and 3 LTE antennas
| West Hartford | New Britain Avenue | MetroPCS | Crown Castle | monopole |  | 125 |  |  |  | replace radio cabinet for LTE upgrade
| West Hartford | New Britain Avenue | Sprint | Crown Castle | monopole | 116 | 125 |  | replace 6 CDMA antennas with 3 dual-band antennas |  | 4G/LTE upgrade
| West Hartford | New Britain Avenue | Verizon | Crown Castle | monopole | 105 | 125 |  | replace 6 of 12 existing antennas with 3 cellular and 3 AWS antennas
| West Hartford | New Britain Avenue | Sprint | Crown Castle | monopole | 116 | 125 |  | add 3 new dual-band antennas to 3 existing dual-band antennas
| West Hartford | New Britain Avenue | Verizon | Crown Castle | monopole | 105 | 125 |  | replace six existing antennas with three new 700 MHz/2100 MHz antennas; three new 1900 MHz antennas; replace six existing RRHs with six new RRHs and install three additional RRHs and install two cables
| West Hartford | New Britain Avenue | Verizon | Crown Castle | monopole | 105 | 125 |  | replace 6 rru's and remove 3 more rru's
Petition No. 1179 | West Hartford | South Main Street | Verizon | Lexham Avon LLC | rooftop | 27.8 | 21 | 121.8 | 2100 MHz canister antenna |  | small cell attached to rooftop
Petition No. 307 | West Hartford | North Main Street | BAM | American School for Deaf | rooftop | 62 | 89 |  |  |  | Changed antennas from original proposal
| West Hartford | North Main Street | Verizon | American School for Deaf | rooftop | 62 | 89 |  | replace 6 existing cellular antennas with 3 new PCS, 3 cellular antennas
| West Hartford | North Main Street | Cingular | American School for Deaf | rooftop | 71/76 | 89 |  | install 3 antennas at 71' and 3 antennas at 76'
| West Hartford | North Main Street | AT&T | American School for Deaf | rooftop | 76 | 89 |  | replace 6 existing antennas with 3 dual-band antennas |  | 4G/LTE upgrade
| West Hartford | North Main Street | Verizon | American School for Deaf | rooftop | 62 | 89 |  | replace 3 of 6 existing antennas with 3 dual-band antennas
Docket No. 434 | West Hartford | North Main Street | AT&T | American School for Deaf | rooftop | 44.5 | 90 | 161 | install 3 panel antennas |  | Verizon builds replacement cupola for original that was demolished; AT&T installs antennas in replacement tower | natural gas generator | 130-kW/limitless | shared
Docket No. 434 | West Hartford | North Main Street | Verizon | American School for Deaf | rooftop | 54.5, 64.5 | 90 | 161 | install 6 antennas @ 64.5' & 9 antennas @ 54/5' |  | Verizon builds replacement cupola for original that was demolished | natural gas generator | 130-kW/limitless | shared
| West Hartford | North Main Street | Verizon | Verizon | rooftop | var | 90 | 161 | replace 9 antennas with 3 700 MHz antennas @ 69', 3 1900 and 3 2100 MHz antennas @ 78'
| West Hartford | North Main Street | Verizon | Verizon | rooftop | 78 | 90 | 161 | install 3 x side y side mounts & relocate six existng antennas; replace 6 rrus
| West Hartford | - Isham Road | Verizon | M&R Gassner | guyed-lattice | 85 | 125 |  | install 6 PCS and 6 cellular antennas | 12x30 | Ant Ht and Twr Ht are above ground level; Nextel on tower @ 98'; guyed tower on top of 25' tall building
| West Hartford | - Isham Road | Clearwire | M&R Gassner | guyed-lattice | 123 | 125 |  | install 3 WiMAX antennas and 3 microwave dishes
| West Hartford | - Isham Road | Verizon | Cellco/M&R Gassner | guyed-lattice | 110 | 125 |  | install 3 WiMAX antennas and 3 microwave dishes
Petition No. 1039 | West Hartford | - Isham Road | MetroPCS | Cellco/M&R Gassner | guyed-lattice | 132 | 135 |  | install 6 antennas |  | petition to extend height of tower by ten feet
| West Hartford | - Isham Road | Verizon | Cellco/M&R Gassner | guyed-lattice | 105 | 135 |  | replace 6 of 12 antennas with 3 cellular and 3 AWS antennas
| West Hartford | - Isham Road | Clearwire | American Tower Corporation | guyed-lattice | 119 | 117 |  | install 18000 MHz microwave dish
| West Hartford | - Isham Road | Verizon | M&R Gassner | guyed-lattice | 100 | 125 |  | replace 9 ant. w/ 3 700 MHz, 3 1900 MHz, 3 2100 MHz; replace 6 RRHs, install 3 RRHs
| West Hartford | - Isham Road | Verizon | M&R Gassner | guyed-lattice | 100 | 125 |  | remove 9 rru's & install 6 new rru's
Petition 1271 | West Hartford | Bloomfield Avenue | Verizon | University of Hartford | rooftop | 41 | 35 | 115 | one canister antenna and one RRH |  | equipment in basement
| West Hartford | Bloomfield Avenue | Sprint | University of Hartford | rooftop | 134 | 139 |  | replace 6 existing CDMA antennas with 3 new dual-band antennas; also remove 9 iDEN antennas
| West Hartford | Bloomfield Avenue | Sprint | University of Hartford | rooftop | 134 | 139 |  | add 3 new CDMA/LTE antennas to 3 existing ones
| West Hartford | - South Main Street | AT&T | J&S Development Mgmt | self-support lattice | 26.75 | 103 |  | 6 Allgon 7250.03 panel antennas |  | "stubb" tower on top of parking garage; Sprint on tower @ 37'
| West Hartford | - South Main Street | Cingular | Global Signal/Town Center West Assocs | self-support lattice | 26.75 | 103 |  | replace existing antennas with 6 new antennas
| West Hartford | - South Main Street | AT&T | Crown Castle | self-support lattice | 26.75 | 103 |  | add 3 LTE antennas to 3 existing GSM/UMTS antennas
| West Hartford | - South Main Street | Sprint | Crown Castle | self-support lattice | 105 | 103 |  | replace 6 CDMA antennas with 3 dual-band antennas |  | 4G/LTE upgrade
| West Hartford | - South Main Street | Sprint | Crown Castle | self-support lattice | 105 | 103 |  | install 3 new LTE antennas
| West Hartford | - South Main Street | AT&T | Crown Castle | self-support lattice | 89 | 103 |  | install 3 new 1900/2300 MHz antennas, remove 3 RRHs and 2 cables, install 6 new RRHS and 5 new cables |  | The 40.25 antennas is on top of an existing 63-foot parking garage makig the the antenna 103.25 feet
| West Hartford | - South Main Street | Sprint | Crown Castle | self-support lattice | 105 | 103 |  | install three 250 MHz antennas; add 3 RRHs
| West Hartford | - South Main Street | AT&T | Crown Castle | self-support lattice | 89 | 103 |  | replace 3 antennas w/ 3 700/850/1900 MHz antennas, add 12 RRHs
Petition No. 1139 | West Hartford | Arnoldale Road | Verizon | 755 Farmington Avenue WH LLC | rooftop | 73 | 61.3 | 154.1 | install small cell antenna on roof of existing building. Designed to look like an exhaust stack | in building basement
Petition No. 1170 | West Hartford | Newington Road | Verizon | Peter M. Luzzi | rooftop | 57 | 54.2 |  | 2100 MHz canister antenna |  | small cell installed on existing abandoned utility pole
| West Hartford | Albany Avenue | Verizon | Martin Broadcasting | guyed-lattice | 130 | 346 | 690 | 12 panel | 12x30
| West Hartford | Albany Avenue | AT&T | Marlin Tower | guyed-lattice | 140 | 346 | 690 | 6 Allgon 7250.02 panel antennas
| West Hartford | Albany Avenue | Cingular | Marlin Tower | guyed-lattice | 115 | 346 | 690 | up to 12 CSS DUO4-8670 panel antennas | 12x20
| West Hartford | Albany Avenue | T-Mobile | Marlin Tower | guyed-lattice | 160 | 346 | 690 | add 9 DR65-19-XXDPQ antennas | pad
| West Hartford | Albany Avenue | Verizon | Marlin Tower | guyed-lattice | 130 | 346 | 690 | remove existing 8 antennas and replace with 4 cellular and 4 PCS antennas
| West Hartford | Albany Avenue | Cingular/AT&T | Marlin Tower | guyed-lattice | 140 | 346 | 690 | decommission AT&T antennas
| West Hartford | Albany Avenue | Cingular | Marlin Tower | guyed-lattice | 115 | 346 | 690 | remove 3 existing antennas, instsall 3 new ones |  | install 3 diplexers
| West Hartford | Albany Avenue | Pocket (now MetroPCS) | Marlin Tower | guyed-lattice | 120 | 346 | 690 | flush mount 3 antennas
| West Hartford | Albany Avenue | AT&T | Grain Communications | guyed-lattice | 115 | 346 | 690 | replace 6 GSM and 3 UMTS antennas with 3 new GSM, 3 new UMTS, and 3 new LTE antennas
| West Hartford | Albany Avenue | Verizon | Grain Communications | guyed-lattice | 128 | 346 | 690 | replace 8 existing antennas with 4 cellular, 2 PCS, and 2 LTE antennas
| West Hartford | Albany Avenue | MetroPCS | Grain Communications | guyed-lattice |  | 346 | 690 |  |  | replace radio cabinet for LTE upgrade
| West Hartford | Albany Avenue | Verizon | SBA | guyed-lattice | 130 | 346 | 690 | replace 4 of 8 existing antennas with 2 new 800 MHz antennas and 2 new 2100 MHz antennas
| West Hartford | Albany Avenue | T-Mobile | SBA | guyed-lattice | 160 | 346 | 690 | replace 4 TMAs
| West Hartford | Albany Avenue | AT&T | SBA | guyed-lattice | 115 | 346 | 690 | replace 3 ant w/ 3 700/1900 MHz ant; add 3 RRHs
| West Hartford | Albany Avenue | T-Mobile | SBA | guyed-lattice | 160 | 346 | 690 | replace 2 TMAs
| West Hartford | Albany Avenue | AT&T | SBA | guyed-lattice | 115 | 346 | 690 | remove 3 antennas & install 3x 600/700/850 MHz antennas & 3 x 1900/2100 MHz antennas; add 12 rru's
| West Hartford | North Main Street | Clearwire | Edans & Avant LLC | guyed-lattice | 100 | 103 |  | install 3 WiMAX antennas and 3 microwave dishes | pad | facility is 73' guyed lattice tower atop a 30' high building; Verizon & AT&T have antennas on bldg
| West Hartford | North Main Street | AT&T | Sprint | guyed-lattice | 68 | 103 |  | add 3 multi-band antennas to 3 GSM and 3 UMTS antennas
| West Hartford | North Main Street | Sprint | Edans & Avant LLC | guyed-lattice | 100 | 103 |  | replace 6 CDMA antennas with 3 dual-band antennas |  | 4G/LTE upgrade
| West Hartford | North Main Street | Sprint | Edans & Avant LLC | guyed-lattice | 100 | 103 |  | add 3 new CDMA/LTE antennas to 3 existing ones
| West Hartford | North Main Street | AT&T | Edans & Avant LLC | guyed-lattice | 94 | 103 |  | install 3 prveviously approved remote radio heads
| West Hartford | North Main Street | Sprint | Edans & Avant LLC | guyed-lattice | 100 | 103 |  | install 3 LTE and 3 RRHs
| West Hartford | North Main Street | AT&T | Edans & Avant LLC | guyed-lattice | 56.5 | 103 |  | install 2 850/1900/2300 MHz on penthouse & 1 850/1900/2300 MHz on shelter roof; install 6 RRHs
| West Hartford | North Main Street | Sprint | Edans & Avant LLC | guyed-lattice | 100 | 103 |  | replace 3 antennas w/ 3 850/1900 MHz antennas and 3 2500 MHz antennas; add 6 RRHs
| West Hartford | South Quaker Lane | AT&T Wireless | VoiceStream | monopole | 107 | 120 | 119 | 12 panel antennas | 12x20
| West Hartford | South Quaker Lane | Verizon | VoiceStream | monopole | 96 | 120 | 119 | 12 panel antennas | 12x30
| West Hartford | South Quaker Lane | AT&T Wireless | VoiceStream | monopole |  | 120 | 119 |  |  | install additional equipment cabinet
| West Hartford | South Quaker Lane | AT&T Wireless | VoiceStream | monopole |  | 120 | 119 | add GPS antenna for E911
| West Hartford | South Quaker Lane | Verizon | VoiceStream | monopole | 80 | 120 | 119 | replace 6 cellular antennas with 6 PCS antennas
| West Hartford | South Quaker Lane | Pocket (now MetroPCS) | VoiceStream | monopole | 90 | 120 | 119 | flush mount 3 antennas
| West Hartford | South Quaker Lane | Cingular | VoiceStream | monopole | 107 | 120 | 119 | remove 12 existing antennas; install 6 new antennas, 6 TMAs, 6 diplexers
| West Hartford | South Quaker Lane | T-Mobile | VoiceStream | monopole | 120 | 120 | 119 | replace existing array with 9 new antennas and 2 TMAs |  | UMTS upgrade
| West Hartford | South Quaker Lane | Verizon | VoiceStream | monopole | 100 | 120 | 119 | remove 12 existing antennas; replace with 6 cellular, 3 PCS, and 3 LTE antennas
| West Hartford | South Quaker Lane | Clearwire | VoiceStream | monopole | 80 | 120 | 119 | install 3 panel antennas, 3 microwave dishes
| West Hartford | South Quaker Lane | T-Mobile | Church of St. Mark | monopole | 120 | 120 | 119 | remove 1 of 7 antennas; replace 3 UMTS antennas with 3 new GSM/UMTS antennas; replace 3 GSM antennas with 3 LTE quad pole antennas
| West Hartford | South Quaker Lane | AT&T | Church of St. Mark (T-Mobile) | monopole | 110 | 120 | 119 | add 3 LTE antennas to 6 existing GSM/UMTS antennas
| West Hartford | South Quaker Lane | MetroPCS | Church of St. Mark (T-Mobile) | monopole |  | 120 | 119 |  |  | replace radio cabinet for LTE upgrade
| West Hartford | South Quaker Lane | Verizon | Church of St. Mark (Crown Castle) | monopole | 100 | 120 | 119 | replace 9 of 12 existing antennas with 3 cellular, 3 PCS, and 3 AWS antennas
| West Hartford | South Quaker Lane | AT&T | Church of St. Mark (Crown Castle) | monopole |  | 120 | 119 |  |  | install 50 kW diesel generator for backup power | diesel generator
| West Hartford | South Quaker Lane | AT&T | Church of St. Mark (Crown Castle) | monopole | 113 | 120 | 119 | install 3 previously approved RRHs
| West Hartford | South Quaker Lane | T-Mobile | Church of St. Mark (Crown Castle) | monopole | 119 | 120 | 119 | replace 3 of 9 existing antennas with 3 new LTE antennas and 3 RRUs
| West Hartford | South Quaker Lane | n/a | Crown Castle | monopole | n/a | 120 | 119 | n/a |  | making structural modifications to tower and foundation.
| West Hartford | South Quaker Lane | Verizon | Crown Castle | monopole | 100 | 119 | 119 | install 3 700/1900/2300 MHz antennas
| West Hartford | South Quaker Lane | AT&T | Crown Castle | monopole | 110 | 119 | 119 | replace 3 antennas with 3 2300 MHz antennas
| West Hartford | South Quaker Lane | T-Mobile | Crown Castle | monopole | 119 | 120 | 119 | replace 3 antennas w/ 3 1900 MHz antennas
| West Hartford | South Quaker Lane | AT&T | Crown Castle | monopole | 110 | 120 | 119 | replace 3 RRHs, add 6 tower switches, 6 TMAs, 3 bias tees
| West Hartford | South Quaker Lane | Verizon | Crown Castle | monopole | 100 | 120 | 119 | replace 6 ant w/ 3 1900 MHz & 3 2100 MHz ant; replace 3 RRHs, add 6 RRHs
| West Hartford | South Quaker Lane | T-Mobile | Crown Castle | monopole | 119 | 120 | 119 | replace 6 antennas w 3x 2100 MHz & 3x 600/700/2100MHz antennas; swap 3 rru's
| West Hartford | South Quaker Lane | AT&T | Crown Castle | monopole | 110 | 120 | 119 | replace 3 antennas w 3 x 700/1900 MHz antennas;
| West Hartford | South Quaker Lane | Dish | Crown Castle | monopole | 90 | 120 | 119 | install 3 x 1900 MHz antennas; add 5 rru's, install 1 x MW dish | install 5"x7" platform w ice canopy | tower share
Petiton No. 1196 | West Hartford | Buena Vista Road | Verizon | Town of West Hartford | rooftop | 44.9 | 38.9 | 169.5 | 2100 MHz canister antenna on rooftop |  | 18-inch diameter unipole concealment
Docket No. 131 | West Hartford | New Park Avenue | BAM | BAM | monopole | 148 | 150 | 60 | 2-15' whips, 6-11.5' whips |  | existing building
| West Hartford | New Park Avenue | BAM | BAM | monopole | 150 | 150 | 60 | 14-ALP-9212 |  | Replace Antennas
| West Hartford | New Park Avenue | BAM | BAM | monopole | 10 | 150 | 60 | 1 gps
| West Hartford | New Park Avenue | BAM/Sprint | BAM | monopole | 136 | 150 | 60 | 9-DB 980H90 panels, 1-GPS |  | cabinets on 9'x15' pad
| West Hartford | New Park Avenue | BAM | [7 empty] | Transfer of caertificate from BAM to Crown Atlantic Company LLC
| West Hartford | New Park Avenue | XM Satellite | Crown Media | monopole | 157 | 150 |  | 1-omnidirectional ant.; 25.25" dish on ice bridge | cabinet
| West Hartford | New Park Avenue | Sprint | Crown Media | monopole |  | 150 |  |  | cabinet | add a 4x4 back-up cabinet
| West Hartford | New Park Avenue | Verizon | Crown Media | monopole | 149 | 150 |  | replace 12 existing cellular antennas with 6 PCS, 6 cellular
| West Hartford | New Park Avenue | CL&P | Crown Media | monopole | 122 | 150 |  | install Sensus Advance Metering Infrastructure antenna
| West Hartford | New Park Avenue | Verizon | Crown Castle | monopole | 147 | 150 |  | replace 12 existing antennas with 6 cellular, 3 PCS, and 3 LTE antennas
| West Hartford | New Park Avenue | Sprint | Crown Castle | monopole | 135 | 150 |  | replace 6 CDMA antennas with 3 dual-band antennas |  | 4G/LTE upgrade
| West Hartford | New Park Avenue | Verizon | Crown Castle | monopole | 147 | 150 |  | replace 6 of 12 existing antennas with 3 cellular and 3 AWS antennas
| West Hartford | New Park Avenue | Sprint | Crown Castle | monopole | 135 | 150 |  | install 3 new LTE antennas
| West Hartford | New Park Avenue | Verizon | Crown Castle | monopole | 147 | 150 |  | replace 6 antennas with 3 700/2100 and 3 1900 MHz antennas
| West Hartford | New Park Avenue | Verizon | Crown Castle | monopole | 147 | 150 |  | replace 6 ant w/ 3 700/2100 MHz & 3 1900 MHz antennas; replace 3 RRHs, install 6 RRHs
| West Hartford | New Park Avenue | Sprint | Crown Castle | monopole | 135 | 150 |  | replace 3 antennas with 3 x 2500 MHz antennas
| West Hartford | New Park Avenue | Verizon | Crown Castle | monopole | 147 | 150 |  | remove 9 rru's & install 6 new rru's & 1 x OVP
| West Haven | Burwell Road | SNET/SCLP | SNET/SCLP | self-support lattice | 152 | 160 | 290 | Install cellular antennas
| West Haven | Burwell Road | South. Ct. Gas | SNET/SCLP | self-support lattice | 80 | 160 | 290 | 1-3 antenna, 1-15' antenna
| West Haven | Burwell Road | Nextel | SNET/SCLP | self-support lattice | 140 | 160 | 290 | 9-panels | 10x20 | 3-GPS antennas on equip. bldg roof
| West Haven | Burwell Road | ATT Wireless | SNET/SCLP | self-support lattice | 130 | 160 | 290 | 12-panels | 12x20
| West Haven | Burwell Road | ATT Wireless | SNET/SCLP | self-support lattice | - | 160 | 290 |  |  | install new equipment in existing shelter
| West Haven | Burwell Road | SNET/Cingular | SNET/SCLP | self-support lattice | 152 | 160 | 290 | replace existing with 10 CSS DUO4-8670 antennas, 9 tower mount amplifiers, 1 LMU @ 39.25
| West Haven | Burwell Road | AT&T | SNET/SCLP | self-support lattice |  | 160 | 290 | add GPS antenna for E911
| West Haven | Burwell Road | Cingular | SNET/SCLP | self-support lattice | 152 | 160 | 290 | replace existing antennas with 6 new ones |  | replace existing TMAs with 12 new ones
| West Haven | Burwell Road | Cingular/AT&T | SNET/SCLP | self-support lattice | 130 | 160 | 290 | remove all AT&T antennas
| West Haven | Burwell Road | Sprint Nextel | SNET/SCLP | self-support lattice | 140 | 160 | 290 | replace 12 existing antennas with 3 WiMAX and 6 iDEN antennas | pad | install 2 WiMAX cabinets; install 3 iDEN GPS antennas and 1 WiMAX GPS antenna
| West Haven | Burwell Road | AT&T | American Tower | self-support lattice | 154 | 160 | 290 | add 3 LTE antennas to 6 existing antennas
| West Haven | Burwell Road | AT&T | American Tower | self-support lattice |  | 160 | 290 |  |  | install 50 kW diesel generator for backup power | diesel generator
| West Haven | Burwell Road | AT&T | American Tower | self-support lattice | 154 | 160 | 290 | retain 3 of 9 existing antennas and add 9 new LTE antennas
| West Haven | Burwell Road | AT&T | American Tower | self-support lattice | 154 | 155 | 290 | replace 3 antennas with 3 850/2300 MHz antennas
| West Haven | Burwell Road | AT&T | American Tower | self-support lattice | 154 | 155 | 290 | intends to add an antenna filter to its existing antenna mount
| West Haven | Burwell Road | AT&T | American Tower | self-support lattice | 154 | 155 | 290 | replace 3 diplexers with 6 new triplexers
| West Haven | Burwell Road | AT&T | American Tower | self-support lattice | 154 | 155 | 290 | install 3 x 700/850/1900/2100 MHz antennas; add 9 rru's
| West Haven | Burwell Road | Verizon | Crown Castle | self-support lattice | 160 | 180 | 290 | install 6 x700/850/1900/2100 Mhz antennas; add 4 rru's; | replace shelter | install battery rack, power plant 1 x ATS and 3 x cabinets | diesel generator | 30-kilowatt | no
| West Haven | Burwell Hill Road (Earth stations) | Storer CT | Storer CT | self-support lattice | 154 |  |  | 2-4.5 m earth stations | 16x28 | 4'x8' generator pad/ CTI Towers, Inc manages site for Comcast Cable Communications letter dated 2/28/17
Petition No. 660 | West Haven | Gilbert Street | T-Mobile | T-Mobile | smokestack | 49.5 | 52.5 |  | install 9 panel antennas |  | equipment on pads inside adjacent building
Petition No. 1142 | West Haven | Ocean Avenue | Verizon | Baykat, LLC | rooftop | 32 | 28.8 | 10.6 | small cell attached to chimney. Equipment on roof. | roof
Docket No. 56 | West Haven | Rockdale Road | BAM | Radio Comm. Corp. | self-support lattice | 180 | 180 | 150 | 2-11' whips, 3-8' reflect. ant
| West Haven | Rockdale Road | BAM | Radio Comm. Corp. | self-support lattice | 169 | 180 | 150 | 12-AIP-9212 |  | Replace Antennas
| West Haven | Rockdale Road | VoiceStream | Radio Comm. Corp. | self-support lattice | 110 | 180 | 150 | 12 panel antennae | cabinets
| West Haven | Rockdale Road | T-Mobile (VoiceStream) | Radio Comm. Corp. | self-support lattice | 110 | 180 | 150 | E911 upgrade
| West Haven | Rockdale Road | Verizon | Radio Comm. Corp. | self-support lattice | 146 | 180 | 150 | replace 6 cellular antennas with 6 PCS antennas
| West Haven | Rockdale Road | Pocket (now MetroPCS) | Radio Comm. Corp. | self-support lattice | 125 | 180 | 150 | flush mount 3 antennas
| West Haven | Rockdale Road | T-Mobile | Radio Comm. Corp. | self-support lattice | 135 | 180 | 150 | add 3 antennas to 6 existing antennas
| West Haven | Rockdale Road | T-Mobile | Radio Comm. Corp./Robert Knapp | self-support lattice | 135 | 180 | 150 | replace 6 of 10 existing antennas with 6 new multi-band antennas
| West Haven | Rockdale Road | Verizon | Radio Comm. Corp./Robert Knapp | self-support lattice | 146 | 180 | 150 | replace 12 existing antennas with 6 cellular, 3 PCS, and 3 LTE antennas |  | 4G/LTE upgrade
| West Haven | Rockdale Road | MetroPCS | Radio Comm. Corp./Robert Knapp | self-support lattice |  | 180 | 150 |  |  | replace radio cabinet for LTE upgrade
| West Haven | Rockdale Road | Verizon | Radio Comm. Corp./Robert Knapp | self-support lattice | 146 | 180 | 150 | replace 9 of 12 existing antennas with 3 new 850 MHz CDMA, 3 new 700 MHz LTE, and 3 new 2100 MHz LTE antennas
| West Haven | Rockdale Road | T-Mobile | Radio Comm. Corp | self-support lattice | 135 | 180 | 150 | replace 3 antennas w/ 3 LTE antennas & 3 RRUs
| West Haven | Rockdale Road | T-Mobile | Andrew Knapp | self-support lattice | 135 | 180 | 150 | replace 3 antennas w/ 3 1900 MHz antennas
| West Haven | Rockdale Road | Verizon | Radio Communications Corp. | self-support lattice |  | 180 | 150 |  |  | install Centralized Radio Access Network at facility within portion of existing building; replace generator |  | 80 kW generator
| West Haven | Rockdale Road | T-Mobile | Radio Communications Corp. | self-support lattice | 135 | 180 | 150 | replace 6 antennas with 3 x 1900MHz & 3 x 600/700/1900/2100MHz antennas; relocate 3 antennas |  | replace 3 RRH with 6 new RRH
| West Haven | Rockdale Road | Verizon | Radio Comm. Corp./Robert Knapp | self-support lattice | 146 | 180 | 150 | replace 6 antennas w 3x 700/850/1900 MHz & 3 x 700/850/2100 MHz antennas; add 3 rru's
| West Haven | Derby Avenue | Sprint | Yale University | monopole | 74 | 76 |  | add 3 2500 MHz antennas to existing facility | 10x20 | antennas on existing lightpole at Yale Bowl; equipment under grandstand
| West Haven | Derby Avenue | Sprint | Yale University | monopole | 74 | 76 |  | install 3 x 2500 MHz antennas; add 6 rru's
| West Haven | Derby Avenue (Yale Bowl) | T-Mobile | T-Mobile/Yale Bowl | monopole | 44 | 49 | 50 |  |  | replace existing 10-inch diameter flagpole tower with 18-inch diameter flagpole tower with new antennas mounted internally
| West Haven | Derby Avenue (Yale Bowl) | T-Mobile | T-Mobile/Yale Bowl | monopole | 75'/85' | 49 | 50 |  |  | replace existing 10" diameter flagpole tower w/ 30" diameter flagpole; add 3 1900/2100 MHz ant at 85' and 3 700/1900 MHz ant at 75'
Docket No. 293 | West Haven | Jones Hill Road | T-Mobile | T-Mobile | monopole | 150 | 153 | 142 | install 9 panel antennas on triangular platform | pad
| West Haven | Jones Hill Road | Verizon | T-Mobile | monopole | 134 | 153 | 142 | install 6 PCS and 6 cellular antennas | 12x30
| West Haven | Jones Hill Road | Pocket (now MetroPCS) | T-Mobile | monopole | 115 | 153 | 142 | flush mount three antennas
| West Haven | Jones Hill Road | Clearwire | T-Mobile | monopole | 120 | 153 | 142 | install 3 panel antennas, 3 TMAs, 2 microwave dishes
| West Haven | Jones Hill Road | Verizon | T-Mobile | monopole | 135 | 153 | 142 | replace 6 cellular antennas with 3 new cellular and 3 new 700 MHz antennas
| West Haven | Jones Hill Road | Computer Hospital | T-Mobile | monopole | 135 | 153 | 142 | install 1 WiMAX panel antennas
| West Haven | Jones Hill Road | MetroPCS | American Tower | monopole |  | 153 | 142 |  |  | replace radio cabinet for LTE upgrade
| West Haven | Jones Hill Road | Verizon | American Tower | monopole | 134 | 153 | 142 | replace 6 of 12 existing antennas with 3 PCS and 3 AWS antennas
| West Haven | Jones Hill Road | Verizon | American Tower | monopole | 134 | 153 | 142 | replace 3 of 12 existing antennas with 3 new LTE antennas
| West Haven | Jones Hill Road | American Tower Corporation | American Tower | monopole |  | 153 | 142 |  |  | American Tower to install 130 kW diesel generator for tenants' backup power | diesel generator |  | shared
Petition No. 1108 | West Haven | Jones Hill Road | AT&T | American Tower | monopole | 125 | 153 | 142 | install 12 panel antennas |  | expand compound by 16' x 49' to accommodate AT&T ground equipment | diesel generator
Petition No. 1108 (rev) | West Haven | Jones Hill Road | American Tower/AT&T | American Tower | monopole |  | 153 | 142 |  |  | modifies petition 1108 to add shared generator to compound | diesel generator
| West Haven | Jones Hill Road | Verizon | American Tower | monopole | 134 | 153 | 142 | Replace 3 antennas with 3 700 MHz LTE antennas
| West Haven | Jones Hill Road | T-Mobile | American Tower Corporation | monopole | 143 | 149 | 142 | install 3 700 MHz antennas
| West Haven | Jones Hill Road | T-Mobile | American Tower Corporation | monopole | 143 | 149 | 142 | replace 9 antennas w/ 3 700/1900/2100 MHz ant, 3 1900/2100 MHz; replace 6 TMAs and 3 RRHs
| West Haven | Jones Hill Road | American Tower Corporation | T-Mobile | [6 empty] | install ATS on proposed H-frame and connect to generator
| West Haven | Jones Hill Road | AT&T | American Tower Corporation | monopole | 125 | 153 | 142 | install 3 x 700/850/2300 MHz & 3 x 2100 MHz antennas; add 3 rru's
| West Haven | Jones Hill Road | T-Mobile | American Tower Corporation | monopole | 143 | 149 | 142 | replace 3 antennas w 3x600/700MHz antennas & install 1 x1900/2100 antenna
| West Haven | Jones Hill Road | Sprint | American Tower Corporation | monopole | 149 | 149 | 142 | install 3 x 2500 Mhz antennas & replace 3 w 3 x850/1900 Mhz antennas; add 6 rru's
| West Haven | Jones Hill Road | T-Mobile | American Tower Corporation | monopole | 143 | 149 | 142 | replace 3 antennas w 3 x 600/700/1900/2100 MHz antennas & install 3x2100 MHz antennas; add 3 rru's
| West Haven | Jones Hill Road | Verizon | American Tower | monopole | 134 | 149 | 142 | remove 3 antennas, replace 6 antennas w 6 x 700/850/1900 MHz antennas; replace 3 rrus and install 3 new rrus
| West Haven | Jones Hill Road | AT&T | American Tower Corporation | monopole | 125 | 149 | 142 | install 1 x 2300 MHz filter
| West Haven | Plainfield Avenue | Verizon | Sprint | monopole | 120 | 140 |  | 12-Decibel antennas | 12'x30' | 40 KW diesel fueled emergency stand-by generator | diesel generator
| West Haven | Plainfield Avenue | Verizon | Sprint | monopole | 120 | 140 |  | replace 6 cellular antennas with 6 PCS antennas
| West Haven | Plainfield Avenue | Verizon | Sprint | monopole | 120 | 140 |  | replace 6 cellular antennas with 6 newer model cellular antennas
| West Haven | Plainfield Avenue | Sprint Nextel | Sprint | monopole | 138 | 140 |  | install 3 WiMAX antennas and 1 microwave dish |  | install 1 WiMAX cabinet, and 1 GPS antenna to ice bridge
| West Haven | Plainfield Avenue | Verizon | Sprint | monopole | 120 | 140 |  | replace 6 PCS and 6 cellular antennas with new ones
Petition No. 878 | West Haven | Plainfield Avenue | Pocket (now MetroPCS) | Sprint | monopole | 146 | 148 |  | flush mount 3 antennas |  | petition to raise height of existing tower ten feet to 148'
| West Haven | Plainfield Avenue | Clearwire | Sprint | monopole | 138 | 148 |  | install 3 panel antennas and 3 microwave dishes
| West Haven | Plainfield Avenue | Verizon | Sprint | monopole | 122 | 148 |  | replace 12 existing antennas with 12 new ones
| West Haven | Plainfield Avenue | Sprint | Sprint | monopole | 140 | 148 |  | replace 6 CDMA antennas with 3 multi-band antennas |  | 4G/LTE upgrade
| West Haven | Plainfield Avenue | MetroPCS | Crown Castle | monopole |  | 148 |  |  |  | replace radio cabinet for LTE upgrade
| West Haven | Plainfield Avenue | Verizon | Crown Castle | monopole | 122 | 148 |  | replace 2 of 12 existing antennas with 2 new LTE antennas
| West Haven | Plainfield Avenue | Verizon | Crown Castle | monopole | 122 | 148 |  | replace 7 of 12 existing antennas with 1 LTE, 3 cellular, and 3 AWS antennas
| West Haven | Plainfield Avenue | Sprint | Crown Castle | monopole | 140 | 148 |  | add 3 new CDMA/LTE antennas to 3 existing ones
| West Haven | Plainfield Avenue | Verizon | Crown Castle | monopole | 122 | 148 |  | replace 3 antennas w/ 3 700 MHz LTE antennas
| West Haven | Plainfield Avenue | T-Mobile | Crown Castle | monopole | 146 | 148 |  | replace 6 antennas, add 3 bias teels
| West Haven | Plainfield Avenue | Sprint | Crown Castle | monopole | 140 | 148 |  | install 3 2500 MHz antennas; add 3 RRHs
| West Haven | Plainfield Avenue | T-Mobile | Crown Castle | monopole | 146 | 148 |  | replace 3 antennas w 3 x 600/700 MHz antennas & install 3x1900/2100 MHz;
Docket No. 289 | Westbrook | Horse Hill Road | AT&T | AT&T | monopole | 160 | 160 | 239 | flush mount three antennas | pad
| Westbrook | Horse Hill Road | AT&T | New Cingular Wireless PCS, LLC | monopole | 160 | 160 | 239 |  |  | Transfer of Certificate from AT&T Wireless PCS, LLC d/b/a AT&T Wireless to New Cingular Wireless PCS, LLC
| Westbrook | Horse Hill Road | AT&T | AT&T | monopole | 160 | 160 | 239 | add 3 multi-band antennas to 6 GSM/UMTS antennas |  | 4G/LTE upgrade
Sub-petition No. 1133 | Westbrook | Horse Hill Road | Verizon | Crown Castle | monopole | 147 | 160 | 239 | install 12 antennas and 9 RRHs | 2 cabinets | petition 1133 subpetition | battery & 20kW generator
| Westbrook | Horse Hill Road | AT&T | AT&T | monopole | 160 | 160 | 239 | replace 6 antennas w 3 x 850/2300 MHz antennas & 3 x 700/1900/2100 MHz antennas, add 6 rru's
| Westbrook | Horse Hill Road | AT&T | AT&T | monopole | [6 empty] | diesel generator | 30-kilowatt | no
Docket No. 485 | Westbrook | Boston post Rd or at the end of Kirtland Street | Verizon | MCM Holdings | monopole | 126 | 130 |  | install 12 panel antennas; | install 4 equip. cabinets on 9'-4"x16' steel platform | new permanent tower.
| Westbrook | Boston post Rd or at the end of Kirtland Street | A&T | MCM Holdings | monopole | 116 | 130 |  | install 9 panel antennas | install 11'x12' prefab conc. Equip. shelter
| Westbrook | Boston post Rd or at the end of Kirtland Street | T-Mobile | MCM Holdings | monopole | 106 | 130 |  | install 9 panel antennas | install 1 equip cabinet on 10'x20' conc. Pad
| Westbrook | Boston post Rd or at the end of Kirtland Street | A&T | MCM Holdings | monopole | 115 | 130 |  | install 3 x 700/850/1900 MHz antennas; add 6 RRUs |  | tower share to ransfer from temporary tower to tower approved in D 485
Petition No. 61 | Westbrook | Spencer Plains Road | DOT | Valley Shore | self-support lattice | 175 | 180 | 100 | 2-6' dishes |  | Troop F
| Westbrook | Spencer Plains Road | DPS | DPS | self-support lattice | 180 | 180 | 93 | 3- dish, 4-whip @ various heights | 15x35 | replace existing tower with new tower
| Westbrook | Spencer Plains Road | SNET/SCLP | DPS | self-support lattice | 150 | 180 | 93 | 9-4' panels | 12x26
| Westbrook | Spencer Plains Road | Valley Shore Comm. | DPS | self-support lattice | 120 | 180 | 93 | 1-10' Yagi antenna |  | Troop F
| Westbrook | Spencer Plains Road | Omni | DPS | self-support lattice | 135 | 180 | 93 | 3-4' panels |  | Troop F
| Westbrook | Spencer Plains Road | SNET/Cingular | DPS | self-support lattice | 148 | 180 | 93 | replace existing with 9 DUO4-8670, 6 tower mount amplifiers
| Westbrook | Spencer Plains Road | T-Mobile (VoiceStream) | CT | self-support lattice | 135 | 180 | 100 | E911 upgrade
| Westbrook | Spencer Plains Road | Sprint | DPS | self-support lattice | 140 | 180 | 93 | install 12 DB980 antennas |  | equipment cabinets on 16x20 concrete pad
| Westbrook | Spencer Plains Road | Cingular | DPS | self-support lattice | 148 | 180 | 93 | replace 3 existing antennas with 3 new ones |  | install 3 diplexers
| Westbrook | Spencer Plains Road | AT&T | DPS | self-support lattice | 148 | 180 | 93 | replace 6 of 9 existing antennas; replace 6 existing TMAs; install 6 RRHs
| Westbrook | Spencer Plains Road | T-Mobile | DPS | self-support lattice | 130 | 180 | 93 | add 3 antennas and 3 TMAs to 3 existing antennas and 3 TMAs
| Westbrook | Spencer Plains Road | CL&P | DPS | self-support lattice | 177 | 180 | 93 | install 2 omnidirectional antennas |  | expand fenced compound approx. 8' x 21'
| Westbrook | Spencer Plains Road | Sprint | DPS | self-support lattice |  | 180 | 93 |  |  | install 3 remote radio heads on ground frame
| Westbrook | Spencer Plains Road | T-Mobile | DPS | self-support lattice | 130 | 180 | 93 | replace 3 ant. w/ 3 1900/2100/700 MHz ant.
| Westbrook | Spencer Plains Road | AT&T | DPS | self-support lattice | 148 | 180 | 93 | replace 3 RRHs
| Westbrook | Spencer Plains Road | Sprint | DPS | self-support lattice | 137 | 180 | 93 | replace six antennas w 3x 850/1900 & 3x2500 MHz antennas; add 12 rru's
| Westbrook | Spencer Plains Road | T-Mobile | DPS | self-support lattice | 130 | 180 | 93 | replace 3 antennas w 3x600/700 MHz & install 6 x 1900/2100 MHz antennas; add 3 rru's
Petition No. 328 | Westbrook | Pilot's Point Marina | BAM | Pilot's Point Marina | rooftop | 33 | 33 |  | 3-3.5'x2" whips | 3x6 | Bldg #4
| Westbrook | Old Clinton Road | Omnipoint | Sprint | monopole | 145 | 160 |  | 3-EMS RR33-20-00DP |  | Equip. Cabinets
| Westbrook | Old Clinton Road | Nextel | Sprint | monopole | 130 | 160 | 96 | 12-panels | 10x20
Petition No. 511 | Westbrook | Old Clinton Road | Sprint | Sprint | monopole |  | 160 | 96 | AT&T at 130', Verizon at 120', SNET at 110' |  | Tower Collar to strengthen for more carriers; reinforce foundation; expand the existing fenced compound 12' by 56'; landscaping/access modified
| Westbrook | Old Clinton Road | AT&T, Verizon, SNET | Sprint | monopole | see antennas | 160 | 96 | change antenna locations: AT&T from 130' - 120', Verizon from 120' to 110', SNET from 110' to 100' |  | change reinforcement method from collar to reinforcing tubes, reinforce tower foundation
| Westbrook | Old Clinton Road | T-Mobile (VoiceStream) | Sprint | monopole | 145 | 160 | 96 | E911 upgrade
| Westbrook | Old Clinton Road | Verizon | Sprint | monopole | 110 | 160 | 96 | replace 6 cellular antennas with 6 PCS antennas
| Westbrook | Old Clinton Road | Cingular | Sprint | monopole | 98 | 160 | 96 | replace 3 existing antennas with 3 new ones |  | add 3 diplexers
| Westbrook | Old Clinton Road | Cingular/AT&T | Sprint | monopole | 120 | 160 | 96 | remove all AT&T antennas
| Westbrook | Old Clinton Road | Pocket (now MetroPCS) | Sprint | monopole | 130 | 160 | 96 | flush mount 3 antennas
| Westbrook | Old Clinton Road | AT&T | Sprint | monopole | 100 | 160 | 96 | remove 6 of 9 existing antennas, 6 existing TMAs and 6 diplexers; replace with 6 new antennas, 6 new TMAs, and 6 remote radio heads
| Westbrook | Old Clinton Road | T-Mobile | Sprint | monopole | 145 | 160 | 96 | add 3 new antennas and 3 TMAs to 3 existing antennas
| Westbrook | Old Clinton Road | Verizon | Crown Castle | monopole | 112 | 160 | 96 | replace 12 existing antennas with 6 cellular, 3 PCS, and 3 LTE antennas
| Westbrook | Old Clinton Road | Sprint | Crown Castle | monopole | 160 | 160 | 96 | replace 6 existing CDMA antennas with 3 dual-band antennas |  | 4G/LTE upgrade
| Westbrook | Old Clinton Road | T-Mobile | Crown Castle | monopole | 145 | 160 | 96 | remove 3 existing GSM antennas; replace with 3 GSM/UMTS antennas, add 3 LTE antennas |  | 4G/LTE upgrade
| Westbrook | Old Clinton Road | Verizon | Crown Castle | monopole | 118 | 160 | 96 | replace 6 of 12 existing antennas with 3 new 800 MHz antennas and 3 new 2100 MHz antennas
| Westbrook | Old Clinton Road | Sprint | Crown Castle | monopole | 160 | 160 | 96 | add 3 new CDMA/LTE antennas to 3 existing antennas
| Westbrook | Old Clinton Road | T-Mobile | Crown Castle | monopole | 145 | 160 | 96 | install 3 antennas w/ RRUs
| Westbrook | Old Clinton Road | AT&T | Crown Castle | monopole | 98 | 160 | 96 | replace 3 RRUs with 3 new RRUs
| Westbrook | Old Clinton Road | Verizon | Crown Castle | monopole | 118 | 160 | 96 | replace 6 ant w/ 3 700/1900 MHz, 3 2100 MHz antennas; add 9 RRHs
| Westbrook | Old Clinton Road | Sprint | Crown Castle | monopole | 160 | 160 | 96 | install 3 2500 MHz antennas
| Westbrook | Old Clinton Road | Verizon | Crown Castle | monopole | 118 | 160 | 96 | replace 6 antennas w/ 3 700/2100 MHz and 3 850 MHz antennas; replace 6 RRHs, add 3 RRHs
| Westbrook | Old Clinton Road | Verizon | Crown Castle | monopole | 116 | 160 | 96 | relocate 6 antennas, remove 6 RRUs & replace 6 RRU's
| Westbrook | Toby Hill Road | AT&T | Sprint | monopole | 130 | 150 |  | add 6 Allgon 7250.03 panel antennas | pad | up to 4 equipment cabinets on pad
| Westbrook | Toby Hill Road | Cingular | Sprint | monopole | 130 | 150 |  | remove 3 existing antennas; install 6 new antennas, 6 TMAs, 6 diplexers
| Westbrook | Toby Hill Road | Verizon | Sprint | monopole | 140 | 150 |  | install 6 cellular, 3 PCS, and 3 700 MHz antennas | 12x30
| Westbrook | Toby Hill Road | AT&T | Crown Castle | monopole | 130 | 150 |  | add 3 multi-band antennas to 6 existing GSM/UMTS antennas |  | 4G/LTE upgrade
| Westbrook | Toby Hill Road | Sprint | Crown Castle | monopole | 152 | 150 |  | replace 6 CDMA antennas with 3 dual-band antennas |  | 4G/LTE upgrade
| Westbrook | Toby Hill Road | Verizon | Crown Castle | monopole | 140 | 150 |  | replace 9 ant. w/ 3 850 MHz, 3 1900 MHz, 3 2100 MHz. 6 RRHs.
| Westbrook | Toby Hill Road | Sprint | Crown Castle | monopole | 150 | 150 |  | replace 6 antenna w 3x850/1900 MHz & 3 x 2500 MHz antennas; add 9 rru's
| Westbrook | Toby Hill Road | Verizon | Crown Castle | monopole | 140 | 150 |  | remove 6 antennas & install 3 x 700/2100 Mhz & 3 x 850/1900 MHz antennas; add 6 rru's
| Weston | Godfrey Road | Sprint Nextel | Town of Weston | self-support lattice | 174 | 185 |  | install 6 panel antennas | 9x18
| Weston | Godfrey Road | T-Mobile | Town of Weston | self-support lattice | 185 | 185 |  | install 6 panel antennas | pad | 18 tower mount amplifiers also installed
| Weston | Godfrey Road | Verizon | Town of Weston | self-support lattice | 162 | 185 |  | install 6 cellular, 6 PCS, and 3 LTE antennas | 12x30
| Weston | Godfrey Road | AT&T | Town of Weston | self-support lattice | 152 | 185 |  | add 3 antennas, 3 TMAs, and 6 RRHs to 6 existing antennas and 6 TMAs
| Weston | Godfrey Road | Verizon | Town of Weston | self-support lattice | 164.5 | 185 |  |  |  | add 3 coaxial cables to 15 existing cables
| Weston | Godfrey Road | Sprint | Town of Weston | self-support lattice | 177 | 185 |  | replace 12 CDMA antennas with 3 dual-band antennas |  | 4G/LTE upgrade
| Weston | Godfrey Road | Verizon | Town of Weston | self-support lattice | 164.5 | 185 |  | replace 6 of 12 existing antennas with 3 PCS and 3 AWS antennas
| Weston | Godfrey Road | T-Mobile | Town of Weston | self-support lattice | 185 | 185 |  | replace 3 GSM/UMTS antennas with 3 new dual-band and 3 new LTE antennas
| Weston | Godfrey Road | Sprint | Town of Weston | self-support lattice | 174 | 185 |  | add 3 new LTE antennas to 3 existing ones
| Weston | Godfrey Road | T-Mobile | Town of Weston | self-support lattice | 185 | 185 |  | install 3 antennas and 3 RRHs; add 3 TMAs
| Weston | Godfrey Road | Sprint | Town of Weston | self-support lattice | 174 | 185 |  | install 3 2500 MHz antennas; add 3 RRHs
| Weston | Godfrey Road | AT&T | Town of Weston | self-support lattice | 151 | 185 |  | replace 3 antennas w 3 x 850/1900 MHz; add 3 x rru's
| Weston | Godfrey Road | T-Mobile | Town of Weston | self-support lattice | 185 | 185 |  | replace 6 antennas with 3 x 1900/2100 Mhz & 3 x 600/700 Mhz antennas
Petition No. 1386 | Weston | Tall Pines Drive | AT&T | Eversource | monopole within a lattice tower | 95 | 81 |  | install 3x2100 MHz, 3x2300 MHz, 3x850 MHz &3x700/1900 MHz antennas; install 24 RRUs | 20'6"x29'6" compound; 8'x8' WIC | 98-ft monopole installed within existing 81-ft lattice tower; 9-ft tall wood stockade fence; | propane generator | 15-kilowatt | no
| Weston | Norfield Road | Verizon | T-Mobile | monopole | 150 | 190 |  | 12-Allgon antennas; 1 GPS antenna |  | using existing equipment shelter & connecting to generator | generator
| Weston | Norfield Road | SCLP | T-Mobile | monopole | 160 | 190 |  | 9-Allgon antennas
| Weston | Norfield Road | AT&T | T-Mobile | monopole | 140 | 190 |  | add 6 Allgon 7250.03 panel antennas |  | up to 4 equipment cabinets on concrete pad
| Weston | Norfield Road | Cingular | T-Mobile | monopole | 160 | 190 |  | upgrade for GSM service
| Weston | Norfield Road | T-Mobile | T-Mobile | monopole | 175 | 190 |  | replace 3 existing with 12 EMS RR90-17-02DP
| Weston | Norfield Road | Verizon | T-Mobile | monopole | 153 | 190 |  | replace 6 cellular antennas with 6 PCS antennas
| Weston | Norfield Road | New Cingular | T-Mobile | monopole | 160 | 190 |  | remove 9 existing antennas, install 6 dual band antennas
| Weston | Norfield Road | AT&T | T-Mobile | monopole | 140 | 190 |  | remove antennas - no longer in use
| Weston | Norfield Road | Verizon | T-Mobile | monopole | 150 | 190 |  | remove 12 existing antennas; replace with 6 cellular, 3 PCS, and 3 LTE antennas
| Weston | Norfield Road | AT&T | T-Mobile | monopole | 160 | 190 |  | add 3 LTE antennas to 6 existing GSM/UMTS antennas
| Weston | Norfield Road | Sprint | Crown Castle | monopole | 195 | 190 |  | replace 6 CDMA antennas with 3 dual-band antennas |  | 4G/LTE upgrade
| Weston | Norfield Road | T-Mobile | Crown Castle | monopole | 170 | 190 |  | replace 3 existing antennas with 6 new antennas |  | 4G/LTE upgrade
| Weston | Norfield Road | Verizon | Crown Castle | monopole | 150 | 190 |  | add 3 LTE antennas to 12 existing antennas
| Weston | Norfield Road | Sprint | Crown Castle | monopole | 190 | 190 |  | add 6 new LTE antennas to 3 existing CDMA/LTE antennas
| Weston | Norfield Road | T-Mobile | Crown Castle | monopole | 170 | 190 |  | replace three antennas w/ 3 antennas
| Weston | Norfield Road | AT&T | Crown Castle | monopole | 167 | 190 |  | replace 12 antennas w/ 3 700 MHz, 3 850 MHz, 3 1900 MHz & 3 2100 MHz
| Weston | Norfield Road | Verizon | Crown Castle | monopole | 150 | 190 |  | replace 6 ant w/ 3 700/1900 MHz, 3 2100 MHz; replace 3 RRHs, install 3 RRHs
| Weston | Norfield Road | AT&T | Crown Castle | monopole | 163 | 190 |  | replace 3 RRHs
| Weston | Norfield Road | Sprint | Crown Castle | monopole | 190 | 190 |  | install 3 2500 MHz antennas & 3 RRHs
| Weston | Norfield Road | AT&T | Crown Castle | monopole | 163 | 190
| Weston | Norfield Road | Verizon | Crown Castle | monopole | 150 | 190 |  | replace 6 antennas w 3x700 MHz & 3x 2100 MHz antennas; replace 6 RRU's
Petition No. 386 | Weston | Weston Road | Sprint | CL&P | utility pole | 98 | 83 | 233 |  |  | CL&P Structure 924; Petition withdrawn 6/14/2000
Docket No. 45 | Westport | Bayberry Lane | SNET Cellular | SNET Cellular | monopole | 100 | 100 | 252 | (4-6)- 12' whips | 20x24 | Former Nike site/alternate
| Westport | Bayberry Lane | SNET/SCLP | SNET/SCLP | monopole | 100 | 100 | 252 |  |  | add message service alert antenna
| Westport | Bayberry Lane | SNET/SCLP | SNET/SCLP | monopole |  | 100 | 252 |  |  | change from 13' omni to Directional panel antennas , Approx. 4'ional antenna
| Westport | Bayberry Lane | SCLP/BAM | SNET/SCLP | monopole | 72 | 100 | 252 | 9-4' panels | 12x30 | 9-DB 844490, GPS at 100, generator | generator
| Westport | Bayberry Lane | Sprint | American Tower | monopole | 60 | 100 | 252 | 3 panels | cabinets
| Westport | Bayberry Lane | Cingular | American Tower | monopole | 100 | 100 | 252 | upgrade for GSM service
Docket No. 278 | Westport | Bayberry Lane | Verizon | American Tower | monopole | 77 | 140 | 247 | add 3 antennas to 9 existing antennas | building | retain same height
Docket No. 278 | Westport | Bayberry Lane | AT&T | American Tower | monopole | 110 | 140 | 247 | initially install 3 to 6 antennas | cabinets | replace existing 100' pole with new 140' monpole; some carriers change position
Docket No. 278 | Westport | Bayberry Lane | Nextel | American Tower | monopole | 120 | 140 | 247 | install 12 antennas | cabinets | replace existing 100' pole with new 140' monpole; some carriers change position
Docket No. 278 | Westport | Bayberry Lane | Sprint | American Tower | monopole | 130 | 140 | 247 | relocate antennas from 60' | cabinets | replace existing 100' pole with new 140' monpole; some carriers change position
Docket No. 278 | Westport | Bayberry Lane | T-Mobile | American Tower | monopole | 87 | 140 | 247 | install 6 antennas | cabinets | replace existing 100' pole with new 140' monpole; some carriers change position
Docket No. 278 | Westport | Bayberry Lane | Town of Westport | American Tower | monopole | 140 | 140 | 247 | town police & fire, FBI, radio station antennas at top of tower
| Westport | Bayberry Lane | T-Mobile | American Tower | monopole | 87 | 140 | 247 | replace 3 existing TMAs with 3 new TMAs
| Westport | Bayberry Lane | Verizon | American Tower | monopole | 76 | 140 | 247 | replace 6 PCS antennas with 3 PCS and 3 700MHz antennas
| Westport | Bayberry Lane | Westport FD | American Tower | monopole | 100 | 140 | 247 | install 1 microwave dish
| Westport | Bayberry Lane | Verizon | American Tower | monopole | 76 | 140 | 247 | replace 2 cellular antennas with 2 new cellular antennas
| Westport | Bayberry Lane | AT&T | American Tower | monopole | 100 | 140 | 247 | add 3 antennas and 6 RRHs to 6 existing antennas and 6 TMAs
| Westport | Bayberry Lane | Verizon | American Tower | monopole | 76 | 140 | 247 | replace 7 of 12 existing antennas with 4 new cellular and 3 new PCS antennas
| Westport | Bayberry Lane | Verizon | American Tower | monopole | 76 | 140 | 247 | replace 12 existing antennas with 6 cellular, 3 PCS, and 3 LTE antennas
| Westport | Bayberry Lane | Enertrac | American Tower | monopole | 110 | 140 | 247 | install 2 omnidirectional antennas
| Westport | Bayberry Lane | Sprint | American Tower | monopole | 130 | 140 | 247 | replace 6 CDMA antennas with 3 dual-band antennas |  | 4G/LTE upgrade
| Westport | Bayberry Lane | T-Mobile | American Tower | monopole | 87 | 140 | 247 | replace 3 existing antennas with 6 multi-band quad pole antennas |  | 4G/LTE upgrade
| Westport | Bayberry Lane | Verizon | American Tower | monopole | 110 | 140 | 247 | replace 6 of 12 existing antennas with 3 cellular and 3 AWS antennas
| Westport | Bayberry Lane | Sprint | American Tower | monopole | 110 | 140 | 247 | add 3 new CDMA/LTE antennas to 3 existing antennas
| Westport | Bayberry Lane | Eversource | American Tower | monopole | 120 | 140 | 247 | install 9-foot omni antenna | purchase 10x20 ATC shetler | approved by tower share
| Westport | Bayberry Lane | T-Mobile | American Tower Corporation | monopole | 87 | 140 | 247 | install 3 700 MHz antennas
| Westport | Bayberry Lane | AT&T | American Tower Corporation | monopole | 100 | 140 | 247 | replace 3 antennas with 3 700/1900 MHz antennas
| Westport | Bayberry Lane | AT&T | American Tower Corporation | monopole | 100 | 140 | 247 | replace 3 RRHs w/ new RRHs
| Westport | Bayberry Lane | Verizon | American Tower | monopole | 110 | 140 | 247 | replace 6 antennas w/ 6 side-by-side 1900/2100 MHz antennas; replace 3 RRHs, add 6 new RRHs
| Westport | Bayberry Lane | T-Mobile | American Tower | monopole | 87 | 140 | 247 | replace 56 ant. W 3x600/700MHz & 3x1900/210MHz antennas; swap 3 rru's
| Westport | Bayberry Lane | American Tower Corporation | Spectrasite Communications, Inc. | [6 empty] | generator installed on 6' x 8' concrete pad; ATS and circuit breaker on proposed H- Frame | diesel generator | 80-kilowatt | yes
Petition No. 1326 | Westport | Post Road East | Verizon | Verizon | rooftop | 38 | 28 | 80.2 | six antennas, six RRHs | room inside parking garage | rooftop facility enclosed by faux chimney
Docket No. 188 | Westport | Allen Raymond Lane | SCLP | BAM | monopole | 100 | 130 | 52 | 12-52"x6"x10" panels |  | Share existing residential structure on site
Docket No. 188 | Westport | Allen Raymond Lane | BAM | BAM | monopole | 130 | 130 | 52 | 12-48"x6.5" panels |  | Share existing residential structure on site, 1 GPS at 70'
Docket No. 188 | Westport | Allen Raymond Lane | Nextel | BAM | monopole | 140 | 130 | 52 | 4-14 ft whips |  | Share existing residential structure on site
Docket No. 188 | Westport | Allen Raymond Lane | Omni | BAM | monopole | 110 | 130 | 52 | 3- 56"x 8" x 2.75" panels |  | Share existing residential structure on site
Docket No. 188 | Westport | Allen Raymond Lane | Sprint | BAM | monopole | 120 | 130 | 52 | 9-60"x 2.8"x 6.1 panels |  | Share existing residential structure on site
| Westport | Allen Raymond Lane | T-Mobile (VoiceStream) | BAM | monopole | 110 | 130 | 52 | E911 upgrade
| Westport | Allen Raymond Lane | AT&T | Cellco | monopole | 90 | 130 | 52 | install 12 Allgon 7250.03 panel antennas |  | place equipment in existing shelter
| Westport | Allen Raymond Lane | Verizon | Cellco | monopole | 128 | 130 | 52 | replace 6 cellular antennas with 6 PCS antennas
| Westport | Allen Raymond Lane | New Cingular | Cellco | monopole | 100 | 130 | 52 | replace 9 single band antennas with 6 dual band antennas | 14x17
| Westport | Allen Raymond Lane | AT&T | Cellco | monopole | 90 | 130 | 52 | remove all AT&T antennas
| Westport | Allen Raymond Lane | Sprint Nextel | Cellco | monopole | 120 | 130 | 52 | add 3 WiMAX antennas |  | install 1 WiMAX radio cabinet and 1 WiMAX power cabinet
| Westport | Allen Raymond Lane | T-Mobile | Cellco | monopole | 110 | 130 | 52 | replace 3 antennas with 3 new ones and add 3 TMAs |  | UMTS upgrade
| Westport | Allen Raymond Lane | Verizon | Cellco | monopole | 130 | 130 | 52 | replace 6 cellular antennas with 6 new cellular atennas and 3 700 MHz antennas
| Westport | Allen Raymond Lane | Clearwire | Cellco | monopole | 120 | 130 | 52 | install 3 WiMAX antennas and 2 microwave dishes
| Westport | Allen Raymond Lane | AT&T | Cellco | monopole | 102 | 130 | 52 | add 3 antennas and 6 RRHs to 6 existing antennas and 6 TMAs
| Westport | Allen Raymond Lane | T-Mobile | Cellco | monopole | 110 | 130 | 52 | replace 6 of 12 existing antennas with 6 multi-band antennas |  | LTE upgrade
| Westport | Allen Raymond Lane | Sprint | Cellco | monopole | 120 | 130 | 52 | replace 6 CDMA antennas with 3 dual-band antennas |  | LTE upgrade (town changed name of street)
| Westport | Allen Raymond Lane | Verizon | Cellco | monopole | 130 | 130 | 52 | replace 6 of 12 existing antennas with 3 new PCS and 3 new AWS antennas
| Westport | Allen Raymond Lane | Sprint | Cellco | monopole | 120 | 130 | 52 | add 3 new CDMA/LTE antennas to 3 existing ones
| Westport | Allen Raymond Lane | T-Mobile | Cellco | monopole | 110 | 130 | 52 | replace 3 antennas w/ 3 LTE antennas w/ RRHs
| Westport | Allen Raymond Lane | Verizon | American Tower | monopole | 130 | 130 | 52 | replace 6 ant w/ 3 700/1900 MHz, 3 2100 MHz; replace 9 RRHs
| Westport | Allen Raymond Lane | AT&T | American Tower | monopole | 102 | 130 | 52 | replace 3 ant w/ 3 700/1900 MHz ant; replace 3 RRHs
| Westport | Allen Raymond Lane | Verizon | American Tower | monopole | 130 | 130 | 52 | replace 6 ant w/ 3 700/1900 MHz & 3 2100 MHz antennas; add 9 RRHs
| Westport | Allen Raymond Lane | Sprint | American Tower | monopole | 120 | 130 | 52 | replace 5 antennas w 3 x850/1900MHz & 3x2500MHz; add 3 RRU's
| Westport | Allen Raymond Lane | T-Mobile | American Tower | monopole | 110 | 130 | 52 | replace 6m antennas w 3 x 1900/2100 MHz & 3 x 600/700MHz antennas; swap 3 rru's
| Westport | Allen Raymond Lane | Verizon | American Tower | monopole | 130 | 130 | 52 | replace 9 antennas w 3x700/1900MHz & 3 x 950/2100MHz; remove 9 rru's & install 6 rru's
| Westport | Allen Raymond Lane | American Tower Corporation | Cellco | [6 empty] | generator installed on 6' x 8' concrete pad; ATS and circuit breaker on proposed H- Frame | 80-kilowatt | diesel generator | yes
| Westport | Allen Raymond Lane | Verizon | Cellco | monopole | 128 | 130 | 52 | relocate 3 antennas; install 3 x 3550 MHz and add 3 ru
Docket No. 166 | Westport | Post Office Lane | SCLP | SCLP | monopole | 128 | 130 | 14 | 9-4' panels | 12x26 | Alternate
Petition No. 394 | Westport | Post Office Lane | SCLP | SCLP | monopole | 130 | 130 | 14 | 12-52"x8.3"x11.4" Allgon 7120.16 | 12x26 | Replace 130 ft mono with new 130 ft mono 20 ft south
Petition No. 394 | Westport | Post Office Lane | SCLP/BAM | SCLP | monopole | 100 | 130 | 14 | 12-48"x6"x8.5" Allgon 7184.05 | 12x30 | GPS at 100
Petition No. 394 | Westport | Post Office Lane | SCLP/Nextel | SCLP | monopole | 110 | 130 | 14 | 12-52"x11.4"x11.4" Allgon 7184.05 | 12x20 | Alternate
Petition No. 394 | Westport | Post Office Lane | SCLP/Omni | SCLP | monopole | 90 | 130 | 14 | 3-EMS TRR90-17 antennas | 10x12 | cabinets on concrete pad
Petition No. 394 | Westport | Post Office Lane | SCLP/Sprint | SCLP | monopole | 120 | 130 | 14 | 12-60"x6.1"x2.8" Allgon 7120.16 | 10x12 | cabinets on concrete pad, GPS at 120
| Westport | Post Office Lane | AT&T Wireless | SCLP | monopole | 80 | 130 | 14 | 9-panel antennas | 12x20
| Westport | Post Office Lane | Sprint | SCLP | monopole | 120 | 130 | 14 |  | Cabinet | Install a battery back-up | battery
| Westport | Post Office Lane | Northcoast | SCLP | monopole | 68 | 126 |  | 9 panel | cabinet | 10x20 pad
| Westport | Post Office Lane | VoiceStream | SCLP | monopole | 90 | 126 |  | 6 panel | cabinet | 12x25 pad
| Westport | Post Office Lane | AT&T Wireless | SCLP | monopole | 80 | 126 |  | install additional equipment in existing shelter
| Westport | Post Office Lane | Cingular | SCLP | monopole | 128 | 130 |  | upgrade for GSM service
| Westport | Post Office Lane | T-Mobile (VoiceStream) | SCLP | monopole | 90 | 130 |  | E911 upgrade
Petition No. 600 | Westport | Post Office Lane | AT&T Wireless | SCLP | monopole | 140 | 140 |  | install pipe mast extension, relocate antennas from 80' to 140 |  | 13' tower extension
| Westport | Post Office Lane | AT&T Wireless | SCLP | monopole |  | 140 |  | add GPS antenna for E911
| Westport | Post Office Lane | Verizon | SCLP | monopole | 100 | 140 |  | replace 6 cellular antennas with 6 PCS antennas
| Westport | Post Office Lane | New Cingular | Crown | monopole | 130 | 140 |  | remove 9 existing antennas, install 6 dual band antennas
| Westport | Post Office Lane | Verizon | Crown | monopole | 100 | 140 |  | replace 6 existing cellular antennas with 6 newer cellular antennas | 12x30
| Westport | Post Office Lane | MetroPCS | Crown | monopole | 140 | 140 |  | install 3 flush-mounted antennas
| Westport | Post Office Lane | T-Mobile | Crown | monopole | 90 | 140 |  | add 3 antennas and 3 TMAs to 3 existing antennas
| Westport | Post Office Lane | Verizon | Crown | monopole | 100 | 140 |  | replace 6 PCS antennas with 3 PCS and 3 700MHz antennas
| Westport | Post Office Lane | Clearwire | Crown | monopole | 120 | 140 |  | install 3 WiMAX antennas and 3 microwave dishes
| Westport | Post Office Lane | AT&T | Crown | monopole | 131 | 140 |  | add 3 antennas and 6 RRHs to 6 existing antennas and 6 TMAs
| Westport | Post Office Lane | Verizon | Crown | monopole | 100 | 140 |  | replace 4 of 12 existing antennas with 4 new cellular antennas
| Westport | Post Office Lane | T-Mobile | Crown | monopole | 87 | 140 |  | remove 3 of 6 existing antennas; install 4 new antennas; install 1 TMA
| Westport | Post Office Lane | Enertrac | American Tower | monopole | 80 | 140 |  | install 2 omnidirectional antennas
| Westport | Post Office Lane | Sprint | American Tower | monopole | 120 | 140 |  | replace 6 existing CDMA antennas with 3 quad pole antennas for LTE
| Westport | Post Office Lane | T-Mobile | American Tower | monopole | 87 | 140 |  | replace 7 existing antennas with 7 multi-band quad pole antennas' |  | 4G/LTE upgrade
| Westport | Post Office Lane | American Tower | American Tower | monopole |  | 140 |  |  |  | install diesel generator for backup power | diesel generator |  | shared
| Westport | Post Office Lane | Verizon | American Tower | monopole | 100 | 140 |  | replace 6 of 12 existing antennas with 3 new cellular and 3 new AWS antennas
| Westport | Post Office Lane | Sprint | American Tower | monopole | 120 | 140 |  | add 3 new CDMA/LTE antennas to 3 existing antennas
| Westport | Post Office Lane | T-Mobile | American Tower | monopole | 90 | 142 |  | install 3 700 MHz antennas
| Westport | Post Office Lane | AT&T | American Tower | monopole | 131 | 142 |  | replace 3 RRHs w/ new RRHs
| Westport | Post Office Lane | Sprint | American Tower | monopole | 120 | 142 |  | replace 3 antennas w/ 3 800/2500 MHz antennas; add 6 RRHs
| Westport | Post Office Lane | Verizon | American Tower | monopole | 100 | 142 |  | replace 6 antennas w/ 3 700 MHz & 3 2100 MHz antennas; replace 3 RRHs, add 3 RRHs
| Westport | Post Office Lane | AT&T | American Tower | monopole | 131 | 142 |  | replace 3 antennas with 3 x 2300 MHz antennas |  | and install 3 diplexers
| Westport | Post Office Lane | Sprint | American Tower | monopole | 120 | 142 |  | replace 6 antennas w 3 x 850/1900MHz & 3x 2500MHz antennas; add 3 rru's
| Westport | Post Office Lane | T-Mobile | American Tower | monopole | 90 | 142 |  | replace 6 antennas w 3x600/700 & 3x1900/2100 MHz antennas; add 3 rru's
| Westport | Post Office Lane | AT&T | American Tower | monopole | 131 | 142 |  | replace 3 antennas w 3 x 700/850/2100 MHz antennas;
| Westport | Post Office Lane | Verizon | American Tower | monopole | 100 | 142 |  | replace 6 antennas w 6 x700/850/1900/2100 MHz antennas; replace 6 RRUs
Petition No. 432 | Westport | Ferry Lane | Omni | CL&P | utility pole | 168 | 233 |  | 3-SPA 1900-85-17-2 DS | cabinets | CL&P Catenary Structure 577, 2-ants at 168', 1 ant at 145'
| Westport | Ferry Lane | VoiceStream | CT DOT | utility pole | various | 233 |  | South tower -2 panels at 168, 2 panels at 159. North tower - 1 panel at 145, 1 panel at 136 |  | Cabinets at base. Catenary structure 577, Replacement of ants at 168 and 145
| Westport | Ferry Lane | T-Mobile (VoiceStream) | CL&P | utility pole | 168 | 250 |  | E911 upgrade
| Westport | Post road west | AT&T | Eversource | utility pole | 36 | 34 |  | install 1 x 1900/2100/ 5GHz antenna | install cabinet on pole; meter box and switch box | replace existing 25' pole with new 34-foot monopole. Install antenna at the top; relocate existing parking light
| Westport | Post Road East | SCLP | Westport Fire Dept | monopole | 120 | 150 |  | 12-Allgon 7120.16 |  | Place Equip. in 2-story firehouse
| Westport | Post Road East | Cingular | Westport Fire Dept | monopole | 120 | 150 |  | upgrade for GSM service
| Westport | Post Road East | Nextel | Westport Fire Dept | monopole | 135 | 150 |  | add 12 panel antennas |  | add 4 all weather equipment boxes on Fire Dept. roof
| Westport | Post Road East | T-Mobile | Westport Fire Dept | monopole | 85 | 150 |  | add 12 EMS RR90-17-02DPL2 panel antennas |  | install 3 equipment cabinets on roof
| Westport | Post Road East | New Cingular | Westport Fire Dept | monopole | 120 | 150 |  | replace 9 single band antennas with 6 dual band antennas | 12x20
| Westport | Post Road East | MetroPCS | Westport Fire Dept | monopole | 72 | 150 |  | install 3 panel antennas |  | steel platform on top of fire dept building for equipment
| Westport | Post Road East | T-Mobile | Westport Fire Dept | monopole | 85 | 150 |  | replace 3 of 12 existing antennas and add 3 TMAs |  | UMTS upgrade
| Westport | Post Road East | Clearwire | Westport Fire Dept | monopole | 148 | 150 |  | install 3 panel antennas and 3 microwave dishes
| Westport | Post Road East | Westport FD | Westport Fire Dept | monopole | 144 | 150 |  | install 1 microwave dish
| Westport | Post Road East | AT&T | Westport Fire Dept | monopole | 120 | 150 |  | add 3 antennas and 6 RRHs to 6 existing antennas and 6 TMAs
| Westport | Post Road East | Sprint | Westport Fire Dept | monopole | 148 | 150 |  | replace 6 CDMA antennas with 3 dual-band antennas
| Westport | Post Road East | AT&T | Westport Fire Dept | monopole |  | 150 |  |  |  | install 50 kW diesel generator for backup power | diesel generator
| Westport | Post Road East | Sprint | Westport Fire Dept/Crown Castle | monopole | 148 | 150 |  | add 3 new CDMA/LTE antennas to 3 existing ones
| Westport | Post Road East | AT&T | Crown Castle | monopole | 120 | 150 |  | install 3 RRHs previously approved but never installed
| Westport | Post Road East | T-Mobile | Crown Castle | monopole | 82 | 150 |  | remove 9 antennas and install 3 700 MHz antennas and 3 1900/2100 MHz antennas
| Westport | Post Road East | AT&T | Crown Castle | monopole | 120 | 148 |  | replace 3 antennas with 3 1900 MHz antennas
| Westport | Post Road East | AT&T | Crown Castle | monopole | 120 | 148 |  | replace 3 ant w/ 3 850/2300/1900 MHz ant; add 3 RRHs
| Westport | Post Road East | AT&T | Crown Castle | monopole | 120 | 148 |  | replace 3 antennas w 3 x 700/2100 MHz antennas; add 3 rru's
| Westport | Post Road East | Sprint | Crown Castle | monopole | 148 | 148 |  | replace 6 w 3 x 2500 MHz & 3x 850/1900 MHz antennas, install 3 x rru
Petiton No. 74 | Westport | Post Road East | DPS | DPS | guyed-lattice | 72 | 80 | 70 | 1-whip at 50, 1-6' dish at 72 |  | Replace 60' roof top tower, New 80' tower atop 30' garage
Docket No. 123 | Westport | Post Road East | DPS/BAM | DPS | self-support lattice | 176 | 180 | 70 | 1-8' dish @ 176, 1-6' dish, 2-12' whips, | 20x40 | Also 2-14' whips, 1-5' whips
Docket No. 123 | Westport | Post Road East | DPS/BAM | DPS | self-support lattice | 0.90323 | 180 | 70 | 2-13'whips, 6-12' whips, 1-6' dish |  | share building
| Westport | Post Road East | SCLP | DPS | self-support lattice | 135 | 180 | 70 | 9 Allgon 7120.16 panel antennas |  | Share existing Bldg.
| Westport | Post Road East | AT&T Wireless | DPS | self-support lattice | 155 | 180 | 70 | 12-Panels | cabinets
| Westport | Post Road East | AT&T Wireless | State of CT | self-support lattice | 155 | 180 |  | add 6 Allgon 7250.02 panel antennas |  | Equip. Cabinets
| Westport | Post Road East | Verizon | State of CT | self-support lattice | 155/177' | 180 |  | 12 panel at 155 1 dish at 177 |  | Replacement of antennas and dish
| Westport | Post Road East | Verizon | State of CT | self-support lattice | 180 | 180 |  | 1 whip |  | Relocated from 90'
| Westport | Post Road East | AT&T Wireless |  | self-support lattice |  | 180 |  |  |  | install additional equipment cabinet on existing platform
| Westport | Post Road East | Cingular | CT State Police | self-support lattice | 135 | 180 | 70 | upgrade for GSM service
| Westport | Post Road East | Cingular | State of CT | self-support lattice |  | 180 | 70 |  |  | replace existing propane generator inside equipment shelter with outdoor diesel generator | diesel generator
| Westport | Post Road East | AT&T Wireless | State of CT | self-support lattice |  | 180 | 70 | add GPS antenna for E911
| Westport | Post Road East | T-Mobile | State Police | self-support lattice | 125 | 180 | 70 | 3 EMS DR65-18-02DPL2Q panel antennas | pad | 3 Nortel S8000 BTS cabinets
| Westport | Post Road East | Verizon | State Police | self-support lattice | 177 | 180 | 70 | replace existing microwave dish with new 6' dish
| Westport | Post Road East | Cingular | State Police | self-support lattice | 133 | 180 | 70 | remove 9 existing antennas, install 6 dual band antennas | 12x20
| Westport | Post Road East | T-Mobile | State Police | self-support lattice | 125 | 180 | 70 | add 3 new antennas to 3 existing antennas |  | UMTS upgrade/antenna addition approved but not implemented by T-Mobile
| Westport | Post Road East | Verizon | State Police | self-support lattice | 155 | 180 | 70 | replace 10 existing antennas with 4 new cellular, 3 PCS, and 3 LTE antennas
| Westport | Post Road East | AT&T | State Police | self-support lattice | 134 | 180 | 70 | replace 2 antennas and 4 TMAS with 9 new antennas, 6 TMAs, and 6 RRHs
| Westport | Post Road East | T-Mobile | State Police | self-support lattice | 125 | 180 | 70 | replace 6 existing antennas with 6 multi-band antennas |  | 4G/LTE upgrade
| Westport | Post Road East | AT&T | State Police | self-support lattice | 134 | 180 | 70 | replace 2 existing antennas with 9 new antennas |  | 4G/LTE upgrade; re-filing of previous, expired approval
| Westport | Post Road East | Verizon | State Police | self-support lattice | 160 | 180 | 70 | replace 6 of 10 existing antennas with 3 new cellular 3 new AWS antennas
| Westport | Post Road East | AT&T | State Police | self-support lattice | 133 | 180 | 70 | replace 9 existing antennas with 9 new antennas and retain 3 old antennas
| Westport | Post Road East | T-Mobile | State Police | self-support lattice | 125 | 180 | 70 | install 3 LTE antennas & 3 RRUs
| Westport | Post Road East | AT&T | State Police | self-support lattice | 133 | 180 | 70 | replace 3 ant w/ 3 700/1900 MHz ant; add 3 RRHs
| Westport | Post Road East | AT&T | State Police | self-support lattice | 133 | 180 | 70 | replace 3 antennas w/ 3 700/1900 MHz antennas; replace 3 RRHs
| Westport | Post Road East | AT&T | State Police | self-support lattice | 133 | 180 | 70 | replace 3 antennas w 3 x 2100/2300MHz antennas; add 6 rru's
| Westport | Post Road East | Verizon | State Police | self-support lattice | 160 | 180 | 70 | remove 6 antennas & install 3 x 700/2100 MHz antennas & 3 x 850/1900 MHz antennas; add 9 rru's
Docket No. 139 | Wethersfield | Great Meadow Road | BAM | Putnam Park Office Bldg. | rooftop | 102 | 105 | 38 | 2-13' whips, 6-12"x35" panels |  | Owned by Putnam Park Associates
| Wethersfield | Great Meadow Road | BAM | Putnam Park Office Bldg. | rooftop | 115 | 105 | 38 | 12-AIP-9212 |  | Replace Antennas
| Wethersfield | Great Meadow Road | Verizon | Putnam Park Office Bldg. | rooftop | 102 | 105 | 38 | 12-AIP-9212 | 12x20 | Relocate equipment to new shelter. Replace antennae and relocate on new equipment shelter
| Wethersfield | Great Meadow Road | Verizon | Putnam Park Office Bldg. | rooftop | 102 | 105 | 38 | replace 6 existing cellular antennas with 6 new cellular antennas
| Wethersfield | Great Meadow Road | Verizon | Putnam Park Office Bldg. | rooftop | 102 | 105 | 38 | replace 6 existing cellular and 6 PCS antennas with 6 new cellular and 6 new PCS antennas
| Wethersfield | Great Meadow Road | Verizon | Putnam Park Office Bldg. | rooftop | 102 | 105 | 38 | replace 12 existing antennas with 6 new cellular and 6 new PCS antennas
| Wethersfield | Great Meadow Road | Verizon | Putnam Park Office Bldg. | rooftop | 102 | 105 | 38 | add 3 700 MHz antennas to existing array
| Wethersfield | Great Meadow Road | T-Mobile | Putnam Park Office Bldg. | rooftop | 114 | 105 | 38 | replace 3 existing antennas with 3 new antennas
| Wethersfield | Great Meadow Road | Verizon | Putnam Park Office Bldg. | rooftop | 102 | 105 | 38 | replace 6 of 15 existing antennas with 3 PCS and 3 AWS antennas
| Wethersfield | Great Meadow Road | Verizon | Putnam Park Associates | rooftop | 102 | 105 | 38 | replace 6 antennas with 3 1900 and 3 2100 MHz antennas
| Wethersfield | Kelleher Court | AT&T | Town of Wethersfield | monopole | 140 | 180 |  | add 6 Allgon 7250.03 panel antennas | conc. Pad | town antennas on top of monopole
| Wethersfield | Kelleher Court | Verizon | Town of Wethersfield | monopole | 130 | 180 |  | add 12 DB844H90(E)-XY panel antennas | 12x30 | expand fenced compound approx. 32x10
| Wethersfield | Kelleher Court | Sprint | Town of Wethersfield | monopole | 163.5 | 180 |  | add 12 panel antennas | pad | subject to feasibility proceeding
| Wethersfield | Kelleher Court | Verizon | Town of Wethersfield | monopole | 130 | 180 |  | replace 6 cellular antennas with 6 PCS antennas
| Wethersfield | Kelleher Court | Nextel | Town of Wethersfield | monopole | 80 | 180 |  | install 12 panel antennas | 12x20
| Wethersfield | Kelleher Court | Cingular | Town of Wethersfield | monopole | 145 | 180 |  | replace existing antennas with 6 new antennas
| Wethersfield | Kelleher Court | T-Mobile | Town of Wethersfield | monopole | 151 | 180 |  | install 9 panel antennas | pad
| Wethersfield | Kelleher Court | Pocket (now MetroPCS) | Town of Wethersfield | monopole | 120 | 180 |  | flush mount 3 antennas
| Wethersfield | Kelleher Court | T-Mobile | Town of Wethersfield | monopole | 151 | 180 |  | add 3 new antennas and 3 TMAs to 3 existing antennas |  | UMTS upgrade
| Wethersfield | Kelleher Court | Clearwire | Town of Wethersfield | monopole | 165 | 180 |  | install 3 WiMAX antennas and 2 microwave dishes
| Wethersfield | Kelleher Court | Verizon | Town of Wethersfield | monopole | 130 | 180 |  | replace 6 existing PCS antennas with 3 new PCS and 3 LTE antennas
| Wethersfield | Kelleher Court | Verizon | Town of Wethersfield | monopole | 130 | 180 |  | replace 6 existing cellular antennas (of 12 total antennas) with 6 new cellular antennas
| Wethersfield | Kelleher Court | AT&T | Town of Wethersfield | monopole | 140 | 180 |  | add 3 LTE antennas to 6 existing GSM/UMTS antennas
| Wethersfield | Kelleher Court | T-Mobile | Town of Wethersfield | monopole | 151 | 180 |  | replace 6 existing antennas with 6 new antennas
| Wethersfield | Kelleher Court | Sprint | Town of Wethersfield | monopole | 173 | 180 |  | replace 6 CDMA antennas with 3 dual-band antennas |  | 4G/LTE upgrade
| Wethersfield | Kelleher Court | MetroPCS | Town of Wethersfield | monopole |  | 180 |  |  |  | replace radio cabinet for LTE upgrade
| Wethersfield | Kelleher Court | Verizon | Town of Wethersfield | monopole | 130 | 180 |  | replace 6 of 12 existing antennas with 3 cellular and 3 AWS antennas
| Wethersfield | Kelleher Court | T-Mobile | Town of Wethersfield | monopole | 151 | 180 |  | add 3 new LTE antennas to 6 existing GSM/UMTS antennas |  | 4G/LTE upgrade
| Wethersfield | Kelleher Court | Sprint | Town of Wethersfield | monopole | 174 | 180 |  | add 3 new CDMA/LTE antennas to 3 existing ones
| Wethersfield | Kelleher Court | AT&T | Town of Wethersfield | monopole | 140 | 180 |  | replace 6 antennas w/ 3 850/2300/1900 MHz & 3 700/1900 MHz. Install 3 RRHs
| Wethersfield | Kelleher Court | Verizon | Town of Wethersfield | monopole | 130 | 180 |  | replace 6 ant w/ 3 700/1900 MHz, 3 2100 MHz; replace 3 RRHs, add 6 RRHs
| Wethersfield | Kelleher Court | AT&T | Town of Wethersfield | monopole | 140 | 180 |  | AT&T intends to replace 3 existing RRH with 3 new RRH
| Wethersfield | Kelleher Court | AT&T | Town of Wethersfield | monopole | 145 | 180 |  | install 3 x 700/2100 MHz antennas and 6 x RRHs
| Wethersfield | Kelleher Court | T-Mobile | Town of Wethersfield | monopole | 151 | 180 |  | replace 6 antennas w 3x600/700 & 3x1900/2100 MHz antennas; swap 3 rru's
| Wethersfield | Kelleher Court | T-Mobile | Town of Wethersfield | monopole | 151 | 180 |  |  |  | install mount reinforcement kits with handrails on existing sector frame antenna mount
| Wethersfield | Silas Deane Highway | Verizon | Wethersfield PD | monopole | 90 | 120 |  | add 6 DB844H90D and 6 DB950T65 panel antennas | 12x30 | town antennas on tower
| Wethersfield | Silas Deane Highway | Nextel | Wethersfield PD | monopole | 100 | 120 |  | 12 panel antennas | 12x20
| Wethersfield | Silas Deane Highway | Verizon | Wethersfield PD | monopole | 90 | 120 |  | remove 6 existing antennas; replace with 3 PCS and 3 cellular antennas
| Wethersfield | Silas Deane Highway | Clearwire | Wethersfield PD | monopole | 105 | 120 |  | install 3 panel antennas and 3 microwave dishes
| Wethersfield | Silas Deane Highway | Pocket (now MetroPCS) | Wethersfield PD | monopole | 80 | 120 |  | flush mount 3 antennas
| Wethersfield | Silas Deane Highway | Verizon | Wethersfield PD | monopole | 90 | 120 |  | replace 3 cellular antennas with 3 newer cellular antennas
| Wethersfield | Silas Deane Highway | MetroPCS | Wethersfield PD | monopole | 105 | 120 |  | install 6 panel antennas |  | Clearwire did not go on this tower, although approved
| Wethersfield | Silas Deane Highway | MetroPCS | Wethersfield PD | monopole | 105 | 120 |  |  |  | install coax cables on outside of tower because no room inside
| Wethersfield | Silas Deane Highway | Verizon | Wethersfield PD | monopole | 90 | 120 |  | add 3 AWS antennas to 9 existing antennas
| Wethersfield | Silas Deane Highway | MetroPCS | Wethersfield PD | monopole | 105 | 120 |  | install 6 panel antennas |  | re-submittal of tower share request that was approved but expired because of inactivity
| Wethersfield | Silas Deane Highway | Verizon | Wethersfield PD | monopole | 90 | 120 |  | replace 9 ant w/ 3 700 MHz, 3 1900 MHz ant, 3 2100 MHz ant; replace 3 RRHs, add 6 RRHs
| Wethersfield | Silas Deane Highway | Verizon | Wethersfield PD | monopole | 90 | 120 |  | relocate 6 antennas & replace 6 RRU's
| Wethersfield | Wells Road | SNET/SCLP | SNET/SCLP | monopole | 104 | 100 |  | 2-6' whips
| Wethersfield | Wells Road | SNET/SCLP | SNET/SCLP | monopole | 100 | 100 |  | 9 panels Swedcom ALP 11011N |  | Replace 100' mono with neww 100' monopole
| Wethersfield | Wells Road | SNET/Cingular | SCLP | monopole | 107 | 100 |  | replace existing with 9 DUO4-8670 antennas, 6 tower mount amplifiers, 1 LMU
| Wethersfield | Wells Road | AT&T | SCLP | monopole | 85 | 100 |  | add 6 Allgon 7250.02 panel antennas |  | up to 4 equipment cabinets on 5x6 concrete pad
| Wethersfield | Wells Road | Cingular | SCLP | monopole | 104 | 100 |  | remove existing antennas and replace with 6 new antennas |  | add 1 new equipment cabinet in existing shelter
| Wethersfield | Wells Road | T-Mobile | SCLP | monopole | 94 | 100 |  | install 9 antennas | pad
| Wethersfield | Wells Road | Clearwire | SCLP | monopole | 75 | 100 |  | install 3 WiMAX antennas and 3 microwave dishes
Petition No. 1012 | Wethersfield | Wells Road | MetroPCS | SCLP | monopole | 75 | 100 |  | install 6 antennas | pad | expand compound 12x17 to accommodate MetroPCS equipment; Clearwire never went on tower although approved/Revision to Petition approved 9/4/14 for different antenna model and 3 TMAs
| Wethersfield | Wells Road | AT&T | AT&T | monopole | 103.5 | 100 |  | add 3 multi-band antennas to 3 GSM and 3 UMTS antennas
| Wethersfield | Wells Road | MetroPCS | AT&T | monopole |  | 100 |  |  |  | replace radio cabinet for LTE upgrade
| Wethersfield | Wells Road | T-Mobile | Frontier Communications | monopole | 95 | 100 |  | shift equipment from 75' to 95'; 3 700/2100 MHz ant and 3 1900 MHz ante on t-arms
| Wethersfield | Wells Road | AT&T | Frontier Communications | monopole | 104 | 100 |  | replace 3 antennas w/ 3 850/1900/2300 MHz antennas; add 6 RRHs
| Wethersfield | Wells Road | AT&T | Frontier Communications | monopole | 100 | 100 |  | add 3 RRHs
| Wethersfield | Wells Road | AT&T | Frontier Communications | monopole | 104 | 100 |  | replace 3 antennas w 3 x 700/2100 MHz antennas; add 3 rru's
| Wethersfield | Wells Road | T-Mobile | Frontier Communications | monopole | 95 | 100 |  | replac 3 antennas with 3 x 1900/2100 MHz & install 3 x 600/700 MHz antennas
Petition No. 1128 | Willimantic | Main Street | Verizon | Verizon | rooftop | 46 | 46 | 260 | install 2 canister-type small cell antennas on two sides of existing building | pad | antennas on sides of commercial/residential building
| Willimantic | Windham Street | ECSU | ECSU | monopole |  | 175 |  |  |  | ECSU seeks acknowledgement of tower replacement previously completed
| Willimantic | Windham Street | Nextel | ECSU | monopole | 140 | 175 | 380 | 12 panel antennae | 12x20
Petiton No. 593 | Willimantic | Windham Street | Sprint | Sprint (ECSU) | monopole | 147 | 175 |  | 12 antennas |  | replace existing tower with new one 80' to west
| Willimantic | Windham Street | Cingular | ECSU | monopole | 137 | 175 |  | add up to 12 CSSDUO4-8620 panel antennas |  | use existing shelter for equipment
| Willimantic | Windham Street | T-Mobile | ECSU | monopole | 117 | 175 |  | add 9 EMS RR90-17-02DP panel antennas | pad | add 3 Nortel S12000 and 1 power/telco cabinets
| Willimantic | Windham Street | Nextel | ECSU | monopole | 127 | 175 |  | add 12 panel antennas
| Willimantic | Windham Street | Cingular | ECSU | monopole | 137 | 175 |  | remove 9 existing antennas; install 6 new antennas and 6 TMAs
| Willimantic | Windham Street | T-Mobile | ECSU | monopole | 117 | 175 |  | add 3 UMTS antennas and 3 TMAs to 3 existing GSM antennas and 3 TMAs
| Willimantic | Windham Street | AT&T | ECSU | monopole | 137 | 175 |  | add 3 mult-band antennas for LTE to 6 existing GSM/UMTS antennas
| Willimantic | Windham Street | Sprint | ECSU | monopole | 147 | 175 |  | replace 6 CDMA antennas with 3 dual-band antennas |  | 4G/LTE upgrade
| Willimantic | Windham Street | T-Mobile | ECSU | monopole | 117 | 175 |  | replace 3 existing GSM antennas with 3 new GSM/UMTS antennas and 3 new LTE antennas |  | 4G/LTE upgrade
| Willimantic | Windham Street | Sprint | ECSU | monopole | 147 | 175 |  | add 3 new CDMA/LTE antennas to 3 existing antennas
| Willimantic | Windham Street | AT&T | ECSU | monopole | 138 | 175 |  | install 3 previously approved RRHs
| Willimantic | Windham Street | T-Mobile | ECSU | monopole | 117 | 175 |  | install 3 LTE antennas & 3 RRUs
| Willimantic | Windham Street | AT&T | ECSU | monopole | 138 | 175 | 380 | replace 3 antennas w/ 3 850/2300 MHz antennas
| Willimantic | Windham Street | AT&T | ECSU | monopole | 138 | 175 |  | replace 3 antennas w/ 3 700/1900 MHz antennas; replace 3 RRHs
| Willimantic | Windham Street | AT&T | ECSU | monopole | 137 | 175 |  | replace 3 antennas with 3 x700/850/2300 Mhz & install 3 x 700/1900 MHz antennas; add 3 rru's
Docket No. 43 | Willimantic | South Street | Tele-Media | Tele-Media | guyed-lattice | 115 | 120 | 640 | 1-10' para @ 105, 1-6' para@115 | 9'x9'
| Willimantic | South Street | Crown Media | Crown Media | guyed-lattice |  | 120 | 640 |  |  | Transfer Certificate from Tele-Media
| Willimantic (Windham) | R Mountain Street | CONN-2 | Nutmeg Broadcasting | guyed-lattice | 185 | 195 | 523 | 4-whips | 12x21 | antennas and equipment building installed (predecessor of Verizon)
| Willimantic (Windham) | R Mountain Street | BAM | Nutmeg Broadcasting | guyed-lattice | 193 | 195 | 523 | add 4 antennas |  | PD-10017 type antenna
| Willimantic (Windham) | R Mountain Street | BAM | Nutmeg Broadcasting | guyed-lattice | near base | 195 | 523 |  |  | BAM add two concrete pads; install generator; extend security fence (exmod notification dated 4/17/96)
| Willimantic (Windham) | R Mountain Street | Verizon | Nutmeg Broadcasting | self-support lattice |  | 195 | 523 |  | new 10'x20' | Replace 195-foot guyed lattice tower with 195-foot self-supporting lattice tower
| Willimantic (Windham) | R Mountain Street | Verizon | Nutmeg Broadcasting | self-support lattice | 180 | 195 | 523 | replace 6 cellular antennas with 6 PCS antennas
| Willimantic (Windham) | R Mountain Street | Verizon | Nutmeg Broadcasting | self-support lattice | 185 | 195 | 523 |  |  | install 2 tower mounted amplifiers
| Willimantic (Windham) | R Mountain Street | T-Mobile | SBA | self-support lattice | 175 | 195 | 523 | replace 6 existing antennas with 6 new ones
Petition No. 910 | Willimantic (Windham) | R Mountain Street | CL&P | SBA | self-support lattice | var. | 195 | 523 | install 1 omni antenna @ 167', 1 omni antenna @ 166.65', 1 dipole antenna @ 163', 1 omni antenna @ 140', 1 omni antenna @ 139.5', 1 omni antenna @ 137', 1 dipole antenna @ 133'
| Willimantic (Windham) | R Mountain Street | Verizon | SBA | self-support lattice | 185 | 195 | 523 | replace 12 existing antennas with 6 cellular, 3 PCS, and 3 LTE antennas; add 6 diplexers
| Willimantic (Windham) | R Mountain Street | T-Mobile | SBA | self-support lattice | 185 | 195 | 523 | install 1 new UMTS antenna; use 2 of 6 existing antennas for UMTS; replace all 6 existing TMAs with 6 new ones
| Willimantic (Windham) | R Mountain Street | Verizon | SBA | self-support lattice |  | 195 | 523 |  | replace 12x22 equipment shelter with new 12x30 equipment shelter
| Willimantic (Windham) | R Mountain Street | Verizon | SBA | self-support lattice | 185 | 195 | 523 | replace 9 of 12 existing antennas with 3 cellular, 3 PCS, and 3 AWS antennas
| Willimantic (Windham) | R Mountain Street | T-Mobile | SBA | self-support lattice | 169 | 195 | 523 | replace 6 GSM/UMTS antennas with 3 LTE and 3 UMTS antennas |  | 4G/LTE upgrade
| Willimantic (Windham) | R Mountain Street | T-Mobile | SBA | self-support lattice | 168 | 195 | 523 | install 3 LTE antennas & 3 RRUs
| Willimantic (Windham) | R Mountain Street | Verizon | SBA | self-support lattice | 120 | 196 | 523 | replace 9 antennas with 3 700, 3 1900, and 3 2100 MHz antennas |  | relocate antennas from 185' to 120'
| Willimantic (Windham) | R Mountain Street | T-Mobile | SBA | self-support lattice | 168 | 196 | 523 | replace 3 ant w/ 3 1900/2100 MHz ant
| Willimantic (Windham) | R Mountain Street | Verizon | SBA | self-support lattice | 120 | 196 | 523 | replace 9 ant w/ 3 700 MHz, 3 1900 MHz, 3 2100 MHz; replace 3 RRHs, install 6 RRHs |  | Verizon has 3 ant that would remain at 185'; the others would be relocated to 120'
| Willington | River Road | SCLP | Willington Fire Department | monopole | 112.5 | 110 |  | 12-Allgon antennas | 11'x36'
| Willington | River Road | AT&T Wireless | Willington Fire Department | monopole | 92.5 | 110 |  | 6 panel antennas, Allgon 7250.02 | 5x6 pad | add 2 equip. cabinets
| Willington | River Road | SNET/Cingular | Willington Fire Department | monopole | 110 | 110 |  | replace existing antennas with 6 CSS DUO4-8670, 6 tower mount amplifiers, 1 LMU @ 93
| Willington | River Road | Cingular/AT&T | Willington Fire Department | monopole |  | 110 |  | remove all AT&T equipment
| Willington | River Road | Pocket (now MetroPCS) | Willington Fire Department | monopole | 92.5 | 110 |  | flush mount 3 antennas
| Willington | River Road | AT&T | Willington Fire Department | monopole | 113 | 110 |  | replace 6 existing antennas and 6 TMAs with 6 new antennas and 6 TMAs
| Willington | River Road | AT&T | Willington Fire Department | monopole | 113 | 110 |  | add 3 LTE antennas to 6 exisitng antennas
| Willington | River Road | Verizon | Willington Fire Department | monopole | 83 | 110 |  | 4 panel antennas & 6 RRHs | 12x26 | EFR 1133 | diesel generator
| Willington | River Road | Verizon | Crown Castle | monopole | 83 | 110 |  | replace 2 RRHs
| Willington | River Road | AT&T | Crown Castle | monopole | 110 | 110 |  | replace 3 antennas w/ 3 1900/2300 MHz antennas; add 6 RRHs
Docket No. 400 | Willington | Daleville Road | Verizon | Verizon | monopole | 102 | 105 | 492 | install 15 panel antennas | 12x30 |  | propane generator | 1,000-gallon capacity
| Willington | Daleville Road | Verizon | Verizon | monopole | 102 | 105 | 492 | install 12 instead of 15 antennas as previously approved
| Willington | Daleville Road |  | Construction Services Towers | monopole |  | 105 | 492 |  |  | Transfer of Certificate from Cellco/Verizon to Construction Services Towers
| Willington | Daleville Road |  | American Towers LLC | monopole |  | 105 | 492 |  |  | Transfer of Certificat
| Willington | Turnpike Road | T-Mobile | Cordless Data Transfer | monopole | 159 | 170 | 682.8 | install up to 9 EMS RR90-17-02DP antennas | pad | 3 BTS equipment cabinets
| Willington | Turnpike Road | Cingular | Cordless Data Transfer | monopole | 170 | 170 | 682.8 | up to 12 Powerwave 7770.00 dualband antennas | 12x20
| Willington | Turnpike Road | Pocket (now MetroPCS) | Cordless Data Transfer | monopole | 149 | 170 | 682.8 | flush mount 3 antennas
| Willington | Turnpike Road | AT&T | Cordless Data Transfer | monopole | 170 | 170 | 682.8 | add 3 LTE antennas to 6 existing GSM/UMTS antennas
| Willington | Turnpike Road | T-Mobile | Cordless Data Transfer | monopole | 159 | 170 | 682.8 | install 3 LTE antennas |  | 6 cables, 3 RRUs on H-frame at ground, cabinet improvements
| Willington | Turnpike Road | AT&T | Cordless Data Transfer | monopole | 170 | 170 | 682.8 | add 3 RRHs
Docket No. 58 | Willington | Cosgrove Road | BAM | BAM | self-support lattice | 140 | 140 | 950 | 2-11' whips, 3-8' reflect. ant | 15x21 | Drobney tract
| Willington | Cosgrove Road | BAM | BAM | self-support lattice | 138 | 140 | 950 | 10 ALP 11011 |  | Replace Antennas
| Willington | Cosgrove Road | BAM/Sprint | BAM | self-support lattice | 125 | 140 | 950 | 9-5'panels (DB98090) & 1 gps @ 125' | 9x15 | pad & equipment
| Willington | Cosgrove Road | BAM | BAM | self-support lattice | 140 | 140 | 950 | GPS |  | Install GPS receive only
| Willington | Cosgrove Road | BAM/Nextel | BAM | self-support lattice | 115 | 140 | 950 | 12-ALP-E-9011 4' panel & 1 gps @10'
| Willington | Cosgrove Road | BAM/OMNI | BAM | self-support lattice | 101 | 140 | 950 | 6-5' panels, 1 GPS at 50 |  | 6-Celwave APN 99015, equipment cabinets
| Willington | Cosgrove Road | BAM | [7 empty] | Transfer of Certificate from BAM to Crown Atlantic Company LLC
| Willington | Cosgrove Road | BAM/OMNI | BAM | self-support lattice |  | 140 | 950 |  |  | replace existing equip. cabinets
| Willington | Cosgrove Road | Verizon | Verizon | self-support lattice | 138 | 140 | 950 | replace 6 cellular antennas with 6 PCS antennas
| Willington | Cosgrove Road | Verizon | Verizon | self-support lattice | 139 | 140 | 950 | replace 6 cellular antennas with 6 new ones
| Willington | Cosgrove Road | Pocket (now MetroPCS) | Verizon | self-support lattice | 90 | 140 | 950 | flush mount 3 antennas
| Willington | Cosgrove Road | Verizon | Crown Castle | self-support lattice | 139 | 140 | 950 | replace 6 existing PCS antennas with 3 PCS antennas and 3 700 MHz antennas
| Willington | Cosgrove Road | Sprint | Crown Castle | self-support lattice |  | 140 | 950 |  |  | install 1 RRH cabinet and 1 fiber junction box
| Willington | Cosgrove Road | Verizon | Crown Castle | self-support lattice | 139 | 140 | 950 | replace all 12 existing antennas with 3 new 700 MHz, 3 new 850 MHz, 3 new 1900 MHz, and 3 new 2100 MHz antennas
| Willington | Cosgrove Road | T-Mobile | Crown Castle | self-support lattice | 101 | 140 | 950 | replace 3 antennas w/ 3 LTE antennas
| Willington | Cosgrove Road | Sprint | Crown Castle | self-support lattice | 125 | 140 | 950 | replace 6 antennas w 3x850/1900 & 3x2500MHz antennas; add 12RRHs
| Willington | Cosgrove Road | T-Mobile | Crown Castle | self-support lattice | 102 | 140 | 950 | replace 3 antennas w 3 x 600/700/1900/2100 MHz antennas; add 3 rru's | add 3 rru's
Docket No. 429 | Willington | Tolland Turnpike | AT&T | AT&T | monopole | 157 | 160 | 768 | install 9 multi-band antennas | 12x20 |  | diesel generator | 48-hour capacity
| Willington | Tolland Turnpike | AT&T | AT&T | monopole | 157 | 160 | 768 | replace 9 antennas w 3x1900 MHz & 6x 700/850/1900/2100/5G850 MHz antennas; add 6 rru's
Docket No 267 | Willington | Turnpike Road | AT&T | Cordless Data Transfer | monopole | 170 | 170 | 682.8 | six panel antennas | pad
Docket No. 94 | Wilton | Mather Street | BAM | BAM | self-support lattice | 180 | 180 | 420 | 2-15' omni whips, 6-11.5' direct ant | 21x30 | Wilton landfill / Wilton D/AA Alternate
| Wilton | Mather Street | BAM/SCLP | BAM | self-support lattice | 138'-157'agl | 180 | 420 | Add 9 panels, ALP 11011-N
| Wilton | Mather Street | BAM | BAM | self-support lattice |  | 180 | 420 |  |  | add 5'x16' Equip. shelter to existing bldg.
| Wilton | Mather Street | BAM | BAM | self-support lattice | 178 | 180 | 420 | 12-ALP-9212 |  | Replace Antennas
| Wilton | Mather Street | BAM/Nextel | BAM | self-support lattice | 180 | 180 | 420 | 3-13' omni-direct whips | 7x11 | Replace BAM's whips with 3 Decibel DB810K
| Wilton | Mather Street | BAM/OMNI | BAM | self-support lattice | 96 | 180 | 420 | Add 6-5' panels, GPS @ 50' |  | Install 6 Cellwave APN199015, 1 equip cabinet
| Wilton | Mather Street | BAM/Sprint | BAM | self-support lattice | 142 | 180 | 420 | Add 9-5' panels, GPS @ 50' |  | Install 9 Decibel DB980H90, 6 cabinets
| Wilton | Mather Street | BAM | [7 empty] | Transfer of Certificate from BAM to Crown Atlantic Company LLC
| Wilton | Mather Street | AT&T Wireless | BAM | self-support lattice | 173 | 180 | 420 | 9-panel antennas | 14'x8'
| Wilton | Mather Street | AT&T Wireless |  |  |  |  | 420 |  |  | install new cabinet
| Wilton | Mather Street | Nextel | Crown | self-support lattice | 180 | 180 | 420 | replace existing omni antennas with 12 panel antennas
| Wilton | Mather Street | Cingular | Crown | self-support lattice | 138 | 180 | 420 | upgrade for GSM service
| Wilton | Mather Street | T-Mobile | Crown | self-support lattice | 96 | 180 | 420 | replace 3 existing with 12 EMS RR90-17-02DP antennas
| Wilton | Mather Street | AT&T Wireless | Crown | self-support lattice |  | 180 | 420 | add GPS antenna for E911
| Wilton | Mather Street | Verizon | Crown | self-support lattice | 153 | 180 | 420 | replace 6 cellular antennas with 6 PCS antennas
| Wilton | Mather Street | AT&T Wireless | Crown | self-support lattice |  | 180 | 420 | add GPS antenna | pad | add equipment cabinet
| Wilton | Mather Street | Cingular | Crown | self-support lattice | 150 | 180 | 420 | remove 9 existing antennas, install 6 dual band antennas | 12x20
| Wilton | Mather Street | Cingular/AT&T | Crown | self-support lattice |  | 180 | 420 | remove all AT&T ground equipment
| Wilton | Mather Street | Cingular | Crown | self-support lattice | 150 | 180 | 420 | remove 9 existing antennas, install 6 new antennas, 6 TMAs, and 6 diplexers
| Wilton | Mather Street | MetroPCS | Crown | self-support lattice | 169 | 180 | 420 | install 6 panel antennas | pad
| Wilton | Mather Street | Verizon | Crown | self-support lattice | 160 | 180 | 420 | replace 12 existing antennas with 6 cellular, 3 PCS, and 3 LTE antennas
| Wilton | Mather Street | AT&T | Crown | self-support lattice | 153 | 180 | 420 | add 3 new antennas and 6 RRHs to 6 existing antennas and 6 TMAs
| Wilton | Mather Street | Sprint | Crown Castle | self-support lattice | 144 | 180 | 420 | replace 6 exisitng CDMA antennas with 3 dual-band antennas |  | 4G/LTE upgrade
| Wilton | Mather Street | Verizon | Crown Castle | self-support lattice | 163 | 180 | 420 | add 3 AWS antennas to 12 existing antennas
| Wilton | Mather Street | T-Mobile | Crown Castle | self-support lattice | 93 | 180 | 420 | replace 3 existing GSM antennas with 3 GSM/UMTS antennas plus add 3 LTE antennas |  | 4G/LTE upgrade
| Wilton | Mather Street | Sprint | Crown Castle | self-support lattice | 143 | 180 | 420 | add 3 new LTE antennas to 3 existing ones
| Wilton | Mather Street | T-Mobile | Crown Castle | self-support lattice | 93 | 180 | 420 | install 3 new antennas, 3 RRUs
| Wilton | Mather Street | Verizon | Crown Castle | self-support lattice | 163 | 180 | 420 | install 3 2100 MHz antennas
| Wilton | Mather Street | Verizon | Crown Castle | self-support lattice | 163 | 180 | 420 | replace 3 ant w/ 3 700 MHz, add 3 2100 MHz; add 3 RRHs
| Wilton | Mather Street | Sprint | Crown Castle | self-support lattice | 143 | 180 | 420 | install 3 2500 MHz antennas; add 3 RRHs
| Wilton | Mather Street | Verizon | Crown Castle | self-support lattice | 166 | 180 | 420 | remove 3 antennas/install 3 700/1900 MHz and 3 2100 MHz antennas; add 9 RRHs
| Wilton | Mather Street | AT&T | Crown Castle | self-support lattice | 151 | 180 | 420 | replace 3 antennas w/ 3 1900/2300 MHz antennas; add 6 RRHs
| Wilton | Mather Street | Verizon | Crown Castle | self-support lattice | 166 | 180 | 420 | replace 3 rru's & install 3 new rru's
| Wilton | Mather Street | T-Mobile | Crown Castle | self-support lattice | 93 | 180 | 420 | replace 6 antennas w 3x 600/700 MHz & 3x 1900/2100 MHz antennas; replace 3 rru's
| Wilton | Mather Street | Verizon | Crown Castle | self-support lattice | 166 | 180 | 420 | relocate 6 antennas, install 3 x 746 Mhz antennas; relocate 3 rrus & install 3 rrus
Petition No. 395 | Wilton | Old Danbury Road | Omni | CL&P | utility pole | 98.66 | 90 |  | 72"x16" diameter canister antennas | 10x5.5 pad | Transmission structure 2997
| Wilton | Old Danbury Road | T-Mobile (VoiceStream) | CL&P | utility pole | 98.66 | 90 |  | E911 upgrade
Petition No. 395A | Wilton | Old Danbury Road | T-Mobile | Eversource | utility pole | 119 | 124 |  | install 3 antennas |  | Eversource moved structure and T-Mobile equipment had to move.
| Wilton | Old Danbury Road | T-Mobile | Eversource | utility pole | 119 | 124 |  | replace 3 1900/2100 MHz ant w/ 3 700/1900/2100 MHz ant; add 3 RRHs
Docket No. 308 | Wilton | Deer Run Road | Cingular | Optasite | self-support lattice | 110 | 120 | 628 |  | 12x20
Docket No. 308 | Wilton | Deer Run Road | Cummulas Broadcasting | Optasite | self-support lattice | 53;57 | 120 | 628 | 2 dishes at 53'; 1 dish at 57'
Docket No. 308 | Wilton | Deer Run Road | Honeywell International | Optasite | self-support lattice | 71 | 120 | 628 | whip
Docket No. 308 | Wilton | Deer Run Road | Metrocall | Optasite | self-support lattice | various | 120 | 628 | dish at 18' and 23.75'; whips at 68', 112', and 120'
Docket No. 308 | Wilton | Deer Run Road | Sprint Nextel | Optasite | self-support lattice | 88 | 120 | 628 |  | pad
Docket No. 308 | Wilton | Deer Run Road | T-Mobile | Optasite | self-support lattice | 120 | 120 | 628 |  | pad
Docket No. 308 | Wilton | Deer Run Road | Town of Wilton | Optasite | self-support lattice | 105 | 120 | 628 | whip
Docket No. 308 | Wilton | Deer Run Road | Velocita Wireless | Optasite | self-support lattice | 94 | 120 | 628 | whip
Docket No. 308 | Wilton | Deer Run Road | Verizon | Optasite | self-support lattice | 100 | 120 | 628 |  | 12x30
Docket No. 308 | Wilton | Deer Run Road | Verizon Messaging Svcs | Optasite | self-support lattice | various | 120 | 628 | whips at 58', 68', 76', 86', and 97'; yagi at 81'
| Wilton | Deer Run Road |  | SBA | self-support lattice |  | 120 | 628 |  |  | Transfer of Certificate from Optasite
| Wilton | Deer Run Road | AT&T | SBA | self-support lattice | 110 | 120 | 628 | add 3 new antennas to 6 existing antennas, install 6 RRHs, replace 6 of 12 TMAs
| Wilton | Deer Run Road | Verizon | SBA | self-support lattice | 100 | 120 | 628 | add 3 LTE antennas to 6 existing antennas
| Wilton | Deer Run Road | T-Mobile | SBA | self-support lattice | 118 | 120 | 628 | replace all 3 existing antennas with 3 LTE and 3 GSM/UMTS antennas |  | 4G/LTE upgrade
| Wilton | Deer Run Road | T-Mobile | SBA | self-support lattice | 118 | 120 | 628 | install 3 LTE antennas & RRUs
| Wilton | Deer Run Road | Verizon | SBA | self-support lattice | 98 | 120 | 628 | replace 6 ant w/ 3 700 MHz & 3 2100 MHz antennas; add 6 RRHs |  | owned by Westport Broadcasting Company LLC - Managed by SBA
| Wilton | Deer Run Road | T-Mobile | SBA | self-support lattice | [5 empty] | relocate existing PPC cabinet and install 25-kW diesel generator on a 5' x 9' concrete psd
| Wilton | Deer Run Road | AT&T | SBA | self-support lattice | 110 | 120 | 628 | remove 3 antennas & install 3 x 850/1900 MHz antennas; add 6 rru's
| Wilton | / Richdale Drive | Nextel | Richard Knapp | wood pole | 60 | 71 |  | 3-EMS RR90-10 | 10x20
| Wilton | / Richdale Drive | Nextel/Sprint | Richard Knapp | wood pole | 67 | 71 |  | install 3 new antennas |  | install 2 CDMA cabinets in existing shelter
| Wilton | / Richdale Drive | Sprint | Richard Knapp | wood pole | 67 | 71 |  | replace 3 CDMA antennas with 3 dual-band antennas |  | 4G/LTE upgrade
Petition No. 501 | Wilton | Cannon Road | AT&T Wireless | CL&P | utility pole | 105 | 100 |  | 3 panel antennas on 7' pipe mast extension above 100' power pole |  | equipment cabinets on 16x5 steel frame
| Wilton | Cannon Road | AT&T Wireless | CL&P | utility pole | 105 | 100 |  | replace three existing antennas in kind |  | additional equipment cabinet
| Wilton | Cannon Road | AT&T Wireless | CL&P | utility pole |  | 100 |  | add GPS antenna for E911
| Wilton | Cannon Road | Cingular | CL&P | utility pole | 103 | 100 |  | replace 3 existing antennas with 3 Powerwave 7770 antennas, 6 TMAs |  | UMTS upgrade
Petition No. 501A | Wilton | Cannon Road | AT&T | CL&P | utility pole | 105 | 100 |  | remove 3 existing antennas and 6 TMAs; replace with 3 new antennas and 3 TMAs |  | expand compound 5x13.5 for new LTE ground equipment
Petition No. 455 | Wilton | Danbury Road | AT&T Wireless | CL&P | utility pole | 101 | 96 | 185 | 3-panel antennas | cabinets | 8.6" dia pipe extension, Structure # 2998
| Wilton | Danbury Road | AT&T Wireless | CL&P | utility pole | 101 | 96 | 185 | install additional equipment on existing concrete pad
| Wilton | Danbury Road | AT&T Wireless | CL&P | utility pole |  | 96 | 185 | add GPS antenna for E911
| Wilton | Danbury Road | AT&T Wireless | CL&P | utility pole |  | 96 | 185 | add GPS antenna | pad | add equipment cabinet
| Wilton | Danbury Road | Cingular | CL&P | utility pole | 99 | 96 | 185 | replace 3 existing antennas with 3 new antennas |  | add 6 tower mount amplifiers
| Wilton | Danbury Road | AT&T | CL&P | utility pole | 99 | 96 | 185 | replace 3 existing antennas and 3 TMAs with 3 new antennas and 3 TMAs
Petition No. 455A | Wilton | Danbury Road | AT&T | Eversource | utility pole | 128 | 131 | 195 | install 6 antennas |  | Eversource replacement of structure #2998. AT&T moving equipment to new structure
| Wilton | Danbury Road | AT&T | CL&P | utility pole | [5 empty] | install 20 kW generator 4'x5' conc pad ; 48 hr runtime | diesel generator | 20-kilowatt | no
Petition No. 74 | Wilton | Fenwood Lane | DPS | DPS | monopole | 115 | 180 | 370 | 1-whip, 1-6' dish
Docket No. 128 | Wilton | Fenwood Lane | DPS/SNET | DPS | self-support lattice | 135 - 175 | 180 | 370 | 7 antennas 135' - 165' |  | replaced 180' monopole w/new 180' self-support lattice tower
| Wilton | Fenwood Lane | DPS | DPS | self-support lattice | 180 | 180 | 370 | 26 antennas | 29x55
| Wilton | Fenwood Lane | Nextel | DPS | self-support lattice | 105 | 180 | 370 | 6-panel antennas
| Wilton | Fenwood Lane | Sprint | DPS | self-support lattice | 105 | 180 | 370 | 9-panel antennas
| Wilton | Fenwood Lane | Omni | DPS | self-support lattice | 120 | 180 | 370 | 3-4' panels
| Wilton | Fenwood Lane | AT&T Wireless | DPS | self-support lattice | 165 | 180 | 370 | 12-panels | cabinets
| Wilton | Fenwood Lane | AT&T Wireless | DPS | self-support lattice |  | 180 | 370 |  |  | install 1 additional equipment cabinet, expand existing concrete pad by 8x1to accommodate new cab.
| Wilton | Fenwood Lane | Cingular | DPS | self-support lattice | 135 - 175 | 180 | 370 | upgrade for GSM service
| Wilton | Fenwood Lane | T-Mobile (VoiceStream) | DPS | self-support lattice | 120 | 180 | 370 | E911 upgrade
| Wilton | Fenwood Lane | AT&T Wireless | DPS | self-support lattice |  | 180 | 370 | add GPS antenna for E911
| Wilton | Fenwood Lane | Cingular | DPS | self-support lattice | 164 | 180 | 370 | install 6 panel antennas; remove AT&T antennas at 172' |  | install 6 tower mounted amps and 6 diplexers
| Wilton | Fenwood Lane | AT&T | DPS | self-support lattice | 163 | 180 | 370 | add 3 antennas, 3 TMAs, and 6 RRHs to 6 existing antennas and 6 TMAs
| Wilton | Fenwood Lane | Sprint | DPS | self-support lattice | 106 | 180 | 370 | replace 6 CDMA antennas with 3 dual-band antennas
| Wilton | Fenwood Lane | CL&P | DPS | self-support lattice | 120 | 180 | 370 | install 2 5-ft omni antennas; one upright and one inverted |  | CL&P will share State Police backup generator
| Wilton | Fenwood Lane | AT&T | DPS | self-support lattice |  | 180 | 370 |  |  | replace existing 30 kW backup generator with 130 kW generator | generator
| Wilton | Fenwood Lane | T-Mobile | DPS | self-support lattice | 122 | 180 | 370 | replace 3 GSM antennas with 3 LTE and 3 UMTS antennas
| Wilton | Fenwood Lane | Sprint | DPS | self-support lattice | 106 | 180 | 370 | add 3 new CDMA/LTE antennas to 3 existing ones
| Wilton | Fenwood Lane | AT&T | DPS | self-support lattice | 163 | 180 | 370 | Install 3 RRHs previously approved but never installed
| Wilton | Fenwood Lane | T-Mobile | DPS | self-support lattice | 122 | 180 | 370 | remove 3 ant., 6 TMAs, 3 mounts & install 3 mounts, 6 LTE ant., 6 TMAs, 3 RRUs
| Wilton | Fenwood Lane | AT&T | DPS | self-support lattice | 163 | 180 | 370 | replace 6 antennas w 3x700/850/1900/2300 & 3x700/2100MHz antennas; add 12RRHs
| Wilton | Fenwood Lane | Sprint | DPS | self-support lattice | 105 | 180 | 370 | replace 3 antennas w 3 x 850/1900MHz and install 3x2500MHz antennas; add 3 rru's
| Wilton | Fenwood Lane | T-Mobile | DPS | self-support lattice | 122 | 180 | 370 | replace 6 antennas w 3 x 1900/2100 MHz & 3x600/700/2100 MHz antennas
| Wilton | Danbury Road | Cingular | Remo Tartaglia (T-Mobile?) | monopole | 76 | 90 |  | install 3 Powerwave 7770 antenna and 3 TMAs |  | T-Mobile @ 86'; replace existing flagpole with thicker one to accommodate larger, UMTS antennas
| Wilton | Danbury Road | AT&T | Remo Tartaglia (T-Mobile?) | monopole | 76 | 90 |  | replace 3 GSM/UMTS antennas with 3 LTE/GSM/UMTS antennas
| Wilton | Danbury Road | T-Mobile | Crown Castle | monopole | 85 | 90 |  | replace 3 existing GSM antenana with 3 multi-band antennas
Petition No. 419 | Wilton | Chestnut Hill Road | Omni | CL&P | utility pole | 107 | 100 |  | 3-EMS RR 90-17-02DP | 8'x4' pad | Extension pipe on CL&P structure 937
| Wilton | Chestnut Hill Road | T-Mobile (VoiceStream) | CL&P | utility pole | 107 | 100 |  | E911 upgrade
| Wilton | Chestnut Hill Road | T-Mobile | Eversource | utility pole | 97 | 91 |  | replace 3 antennas with 3 LTE antennas & remove 1 dish
| Wilton | Chestnut Hill Road | T-Mobile | Eversource | utility pole | 97 | 91 |  | replace 3 ant & 1 dish w/ 3 700 MHz, 6 1900/2100 MHz ant
Petition No. 398 | Wilton | Pimpewaug Road | Omni | CL&P | utility pole | 112 | 105 |  | 72"x16" diameter canister antennas | 10x5.5 pad
| Wilton | Pimpewaug Road | Omni | CL&P |  |  | 105 |  |  |  | Replace existing equip cabinets with new.
| Wilton | Pimpewaug Road | T-Mobile (VoiceStream) | CL&P |  | 112 | 105 |  | E911 upgrade
| Wilton | Pimpewaug Road | T-Mobile | Eversource | utility pole | 132 | 125 |  | replace 2 existing antennas with 2 new 700/1900/2100 MHZ, install 4 new TMAs
Petition No. 1134 | Wilton | Rivergate Drive | AT&T | CL&P | utility pole | 100 | 91 | 308.5 | 6 antennas, 12 TMAs | 8'x15' pad | CL&P structure #938 | diesel generator | 50 kW
Docket No. 138 | Winchester | Oakdale Avenue | SNET Cellular | SNET Cellular | monopole | 180 | 180 | 1078 | (4-6)- 12' whips | 12x26 | Alternate site
| Winchester | Oakdale Avenue | SCLP | SNET Cellular | monopole | 192.6 | 180 | 1078 |  |  | add paging service antenna
| Winchester | Oakdale Avenue | LAC | SCLP | monopole | 150 | 180 |  | 6 panel antenna | 12x20
| Winchester | Oakdale Avenue | Sprint, CT State Police | SCLP | monopole | * | 180 |  | *Sprint-9 antennas @ 135'; State Police-2 whips @ 160' and 1 microwave dish at 80' | 12x34 | Replace with stronger tower of the same height
| Winchester | Oakdale Avenue | AT&T Wireless | SCLP | monopole | 150 | 180 |  | 2 GSM panel (for PCS) |  | replacement of 2 existing panels
| Winchester | Oakdale Avenue | SNET/Cingular | SCLP | monopole | 184 | 180 |  | replace existing antennas with 12 CSS DUO4-8670, 12 tower mount amplifiers, 1 LMU @ 46.5
| Winchester | Oakdale Avenue | AT&T Wireless | SCLP | monopole |  | 180 |  | add GPS antenna for E911
| Winchester | Oakdale Avenue | Verizon | American Tower | monopole | 125 | 180 |  | add 12 CB950G85E-M panel antennas | 12x30
| Winchester | Oakdale Avenue | Verizon | American Tower | monopole | 125 | 180 |  | replace 6 PCS antennas with 6 cellular antennas; remove 12 Alltel antennas from 174'
| Winchester | Oakdale Avenue | T-Mobile | American Tower | monopole | 166 | 180 |  | install 9 antennas and 6 TMAs | pad
| Winchester | Oakdale Avenue | Pocket (now MetroPCS) | American Tower | monopole | 105 | 180 |  | flush mount 3 antennas
| Winchester | Oakdale Avenue | Cingular | American Tower | monopole | 187 | 180 |  | remove 9 existing antennas, 6 TMAs, 3 diplexers; replace with 6 new antennas, 6 TMAs, 6 diplexers |  | UMTS upgrade
| Winchester | Oakdale Avenue | Verizon | American Tower | monopole | 125 | 180 |  | replace 6 of 12 existing antennas with 3 PCS and 3 LTE antennas
| Winchester | Oakdale Avenue | Sprint | American Tower | monopole | 131 | 180 |  | replace 6 CDMA antennas with 3 dual-band antennas |  | 4G/LTE upgrade
| Winchester | Oakdale Avenue | AT&T | American Tower | monopole | 147 | 180 |  | add 3 multi-band antennas to 6 GSM/UMTS antennas |  | 4G/LTE upgrade
| Winchester | Oakdale Avenue | CL&P | American Tower | monopole | 95 | 180 |  | install 2 omnidirectional antennas for DSCADA
| Winchester | Oakdale Avenue | Verizon | American Tower | monopole | 125 | 180 |  | replace 1 of 12 existing antennas with 1 new LTE antenna
| Winchester | Oakdale Avenue | T-Mobile | American Tower | monopole | 166 | 180 |  | replace 3 existing antennas with 6 new dual-band antennas |  | 4G/LTE upgrade
| Winchester | Oakdale Avenue | Sprint | American Tower | monopole | 134 | 180 |  | install 3 new LTE antennas
| Winchester | Oakdale Avenue | AT&T | American Tower | monopole | 184 | 180 |  | install 3 remote radio heads
| Winchester | Oakdale Avenue | AT&T | American Tower | monopole | 184 | 180 |  | replace RRHs
| Winchester | Oakdale Avenue | Verizon | American Tower | monopole | 125 | 180 |  | replace 6 antennas w/ six 700/850/1900/2100 MHz antennas on side-by-side mounts; add 12 RRHs
| Winchester | Oakdale Avenue | T-Mobile | American Tower | monopole | 166 | 180 |  | install 1 x 5GHz antenna
| Winchester | Oakdale Avenue | AT&T | American Tower | monopole | 184 | 180 |  | replace 3 antennas w 3 x 850MHz antennas; add 3 rru's
| Winchester | Oakdale Avenue | Verizon | American Tower | monopole | 125 | 180 |  | remove 6 antennas & install 6 x 700/1900/2100 MHz antennas; add 12 rru's
| Winchester | Oakdale Avenue | T-Mobile | American Tower | monopole | 166 | 180 |  | install 3 x 600/700 MHz antennas; add 3 rru's
Docket No. 361 | Winchester | Norfolk Road | Verizon | Verizon | monopole | 150 | 150 | 1145 | 12 antennas on platform | 12x30 | tower designed as a faux tree (monopine)
| Winchester | Norfolk Road | Verizon | Verizon | monopole | 150 | 150 | 1145 | replace 6 of 12 existing antennas with 6 new PCS antennas and add 3 LTE antennas
| Winchester | Platt Hill Road | Nextel | AT&T Long Lines | self-support lattice | 242 | 240 | 1445 | 3-whips, ASPd00950 |  | Share equipment building
| Winchester | Platt Hill Road | Sprint | Marcus Group | self-support lattice | 220 | 240 | 1445 | install 3 panel antennas |  | Share equipment building
| Winchester | Platt Hill Road | Sprint | American Tower | self-support lattice | 196 | 240 | 1445 | replace 3 CDMA antennas and 3 of 9 iDEN antennas with 3 dual-band antennas |  | 4G/LTE upgrade
| Winchester | Platt Hill Road |  | American Tower | self-support lattice |  | 240 | 1445 |  |  | American Tower to install diesel generator for emergency back up power | diesel generator |  | shared
| Winchester | Platt Hill Road | Sprint | American Tower | self-support lattice | 196 | 240 | 1445 | add 3 new CDMA/LTE antennas to 3 existing ones
| Winchester | Platt Hill Road | DISH | American Tower | self-support lattice | 154 | 240 | 1445 | install 3 x 1900/202 MHz antennas; add 5 x rru's
Docket No. 18 | Winchester/Wnstd | Route ,Winchester Road | Pegasus CT | Pegasus CT | self-support lattice | 6 towers 90-120' | 100 | 1475 | 6 satellite antennas | 20x20 | VHF troposcattter parabolic reflector at head-end site
Docket No. 275 | Windham | North Ridge Road | AT&T | AT&T | monopole | 88 | 89 | 308 | 3 flush mounted panel antennas | pad | tower approved at 107' but only built at 89' because of proximity to airport
| Windham | North Ridge Road | Verizon | AT&T | monopole | 78 | 89 | 308 | 6 PCS and 6 cellular antennas | 12x30
| Windham | North Ridge Road | AT&T | AT&T | monopole | 85 | 89 | 308 | add 3 multi-band antennas to 6 GSM/UMTS antennas |  | 4G/LTE upgrade
| Windham | North Ridge Road | Verizon | Crown Castle | monopole | 79 | 89 | 308 | replace 12 existing antennas with 3 cellular, 3 PCS, 3 LTE, and 3 AWS antennas
| Windham | North Ridge Road | AT&T | Crown Castle | monopole |  | 89 | 308 |  |  | install 50 kW diesel generator for backup power | diesel generator
| Windham | North Ridge Road | AT&T | Crown Castle | monopole | 87 | 89 | 308 | replace 3 existing GSM and 3 LTE antennas with 6 new LTE antennas; retain 3 existing UMTS antennas
| Windham | North Ridge Road | Verizon | Crown Castle | monopole | 77 | 89 | 308 | replace 9 ant. w/ 3 700 MHz, 3 1900 MHz, 3 2100 MHz. replace 6 RRHs, add 3 RRHs
| Windham | North Ridge Road | AT&T | Crown Castle | monopole | 84 | 88.7 | 308 | replace 6 antennas with 3 700/1900 and 3 850/2300 MHz antennas
| Windham | Windham Center Road | Verizon | SBA | monopole | 180 | 180 |  | 12 panel | 12x30
| Windham | Windham Center Road | SNET/Cingular | SBA | monopole | 147 | 180 |  | up to 12 CSS DUO4-8670 panel antennas, up to 6 ADC tower mount amplifiers, 1 LMU, GPS on equip. bldg | 11x20
| Windham | Windham Center Road | AT&T | SBA | monopole | 157 | 180 |  | add 6 Allgon 7250.03 panel antennas |  | equipment cabinets on concrete pad
| Windham | Windham Center Road | Nextel | SBA | monopole | 167 | 180 |  | replace 3 existing antennas with 3 new antennas |  | carrier has 12 antennas total and 15 coax runs
| Windham | Windham Center Road | Cingular/AT&T | SBA | monopole | 157 | 180 |  | decommission AT&T antennas
| Windham | Windham Center Road | Cingular | SBA | monopole | 147 | 180 |  | remove 3 existing antennas; install 3 new antennas and 6 diplexers
| Windham | Windham Center Road | Verizon | SBA | monopole | 178 | 180 |  | replace 12 existing antennas with 6 cellular, 3 PCS, and 3 LTE antennas
| Windham | Windham Center Road | AT&T | SBA | monopole | 147 | 180 |  | replace 6 existing GSM antennas with 3 LTE and 3 new GSM antennas; 3 existing UMTS antennnas remain
| Windham | Windham Center Road | Sprint | SBA | monopole | 167 | 180 |  | remove 6 of 9 iDEN antennas; replace 3 CDMA antennas with 3 dual-band antennas
| Windham | Windham Center Road | Sprint | SBA | monopole | 167 | 180 |  | add 3 new dual band antennas to 3 existing antennas
| Windham | Windham Center Road | Sprint | SBA | monopole | 167 | 180 |  | install 3 2500 MHz antennas; add 3 RRHs
| Windham | Windham Center Road | AT&T | SBA | monopole | 147 | 180 |  | replace 6 antennas w 3 x 700/2100 MHz & 3 x 700/850/1900/5G 850 NHz antennas; replace 3 rrus and install 6 rrus |  | replace antenna mount and relocate equipment
Petition No. 1166 | Windsor | Kennedy Road | Verizon | Verizon | rooftop | 28 | 29 | 160 | 2100 Mhz canister antenna and RRH | 8x8 | small cell canister antenna on roof of building, equipment on ground
| Windsor | Matianuck Avenue | Cingular | Cingular | monopole | 97 | 110 |  | replace 3 existing antennas with 3 new ones |  | tower designed as a faux tree (monpine); add 6 tower mount amplifiers
| Windsor | Matianuck Avenue | Clearwire | Cingular | monopole | 87 | 110 |  | install 3 WiMAX antennas and 3 microwave dishes
| Windsor | Matianuck Avenue | AT&T | Cingular | monopole | 97 | 110 |  | add 3 LTE antennas to 3 existing antennas
| Windsor | Matianuck Avenue | AT&T | Crown Castle | monopole | 97 | 100 |  | add 3 700/1900/2300 MHz antennas; add 6 RRHs
| Windsor | East Barber Street | T-Mobile | Amtrak | monopole | 120 | 120 |  | add 6 EMS-RR90-17-02DP antennas to 3 existing antennas | pad
| Windsor | East Barber Street | T-Mobile | Amtrak | monopole | 120 | 120 |  | add 3 antennas and 3 TMAs |  | UMTS upgrade
| Windsor | East Barber Street | T-Mobile | Amtrak | monopole | 120 | 120 |  | remove 3 antennas, install 9 antennas, 3 RRUs & 3 TMAs
| Windsor | Bloomfield Avenue | T-Mobile | AT&T | monopole | 143 | 148 |  | add 6 RR90-17-XXDP antennas to 3 existing | pad | Verizon, Sprint, AT&T, and Town on tower
| Windsor | Bloomfield Avenue | Verizon | AT&T | monopole | 128 | 148 |  | replace 6 existing cellular antennas with 6 new PCS antennas
| Windsor | Bloomfield Avenue | Cingular | AT&T | monopole | 151 | 148 |  | remove 12 existing antennas, install 6 new ones |  | install 6 tower mount amplifiers and 6 diplexers
| Windsor | Bloomfield Avenue | T-Mobile | AT&T | monopole | 143 | 148 |  | add 3 antennas and 3 TMAs to 3 existing antennas and 6 TMAs |  | UMTS upgrade
| Windsor | Bloomfield Avenue | Clearwire | AT&T | monopole | 130 | 148 |  | install 3 WiMAX antennas and 2 microwave dishes
| Windsor | Bloomfield Avenue | Verizon | AT&T | monopole | 120 | 148 |  | replace 6 existing cellular antennas with 3 new PCS and 3 new LTE antennas
| Windsor | Bloomfield Avenue | Verizon | AT&T | monopole |  | 148 |  |  |  | install natural gas backup generator | natural gas generator
| Windsor | Bloomfield Avenue | AT&T | Town of Windsor/AT&T | monopole | 148 | 148 |  | add 3 mult-band antennas for LTE to 3 GSM and 3 UMTS antennas
| Windsor | Bloomfield Avenue | Sprint | Town of Windsor/AT&T | monopole | 110 | 148 |  | replace 6 CDMA antennas with 3 dual-band antennas |  | 4G/LTE upgrade
| Windsor | Bloomfield Avenue | T-Mobile | Crown Castle | monopole | 142 | 148 |  | replace 6 GSM/UMTS antennas with 6 UMTS/LTE antennas
| Windsor | Bloomfield Avenue | Sprint | Crown Castle | monopole | 110 | 148 |  | add 3 new dual band antennas to 3 existing ones
| Windsor | Bloomfield Avenue | Verizon | Crown Castle | monopole | 127 | 148 |  | replace 9 of 12 existing antennas with 3 new 850 MHz, 3 new 1900 MHz, and 3 new 2100 MHz antennas
| Windsor | Bloomfield Avenue | T-Mobile | Crown Castle | monopole | 142 | 148 |  | install 3 LTE antennas & 3 RRUs
| Windsor | Bloomfield Avenue | Verizon | Crown Castle | monopole | 127 | 148 |  | replace 6 antennas with 3 1900 and 3 2100 MHz antennas
| Windsor | Bloomfield Avenue | AT&T | Crown Castle | monopole | [5 empty] | install 25kW natural gas generator on 5' x 4' conc pad | natural gas generator | 25kw | no
| Windsor | Bloomfield Avenue | AT&T | Crown Castle | monopole | [5 empty] | install 35kW natural gas generator on 10' x 4' conc pad | natural gas generator | 35kw | no
| Windsor | Bloomfield Avenue | Verizon | Crown Castle | monopole | 127 | 148 |  | replace 6 rru's
| Windsor | Bloomfield Avenue | Verizon | Crown Castle | monopole | 127 | 148 |  | replace 3 antennas w 3x 3500 MHz antennas, add 3 RRUs
| Windsor | Broad Street | SNET/SCLP | SNET/SCLP | monopole | 104 | 100 |  | add 2-6' whips |  | equipment placed in office building
| Windsor | Broad Street | SCLP | SCLP | monopole | 100 | 100 |  | 9-panels, Swedcom 11011N |  | Replace 100' mono with new 100 ' monopole
| Windsor | Broad Street | SNET/Cingular | SCLP | monopole | 103 | 100 |  | replace existing with 9 DUO4-8670 antennas, 6 tower mount amplifiers, 1 LMU
| Windsor | Broad Street | AT&T | SNET | monopole | 91 | 100 |  | add 6 Allgon 7250.03 panel antennas |  | up to 4 equipment cabinets on concrete pad
| Windsor | Broad Street | T-Mobile | SNET | monopole | 94 | 100 |  | install 3 panel antennas | pad
| Windsor | Broad Street | Cingular | SNET | monopole | 100 | 100 |  | remove 3 existing antennas, installl 3 new ones |  | install 3 diplexers
| Windsor | Broad Street | Pocket (now MetroPCS) | SNET | monopole | 74 | 100 |  | flush mount 3 antennas
| Windsor | Broad Street | T-Mobile | SNET | monopole | 94 | 100 |  | add 3 antennas and 3 TMAs to 3 existing antennas and 6 TMAs |  | UMTS upgrade
| Windsor | Broad Street | Clearwire | SNET | monopole | 64 | 100 |  | install 3 WiMAX antennas and 3 microwave dishes
| Windsor | Broad Street | Windsor | SNET | monopole | 103 | 100 |  | replace 6 (of 9) existing dual-band antennas with 6 multi-band antennas
| Windsor | Broad Street | MetroPCS | AT&T | monopole |  | 100 |  |  |  | replace radio cabinet for LTE upgrade
| Windsor | Broad Street | T-Mobile | AT&T | monopole | 94 | 100 |  | replace 6 existing GSM/UMTS antennas with 3 LTE and 3 UMTS antennas |  | 4G/LTE upgrade
| Windsor | Broad Street | AT&T | AT&T | monopole | 100 | 100 |  | replace 3 antennas w 3 x 1900/2300MHz antennas ; add 3 rru's
| Windsor | Broad Street | T-Mobile | AT&T | monopole | 94 | 100 |  | replace 3 antennas w 3 x 1900/2100 MHz antennas & install 3 x 600/700 MHz antennas ; add 3 rru's
| Windsor | Hayden Station Road | Omni | Sprint | monopole | 75 | 85 |  | 2-EMS RR65-18-02DP antennas | cabinets
| Windsor | Hayden Station Road | AT&T Wireless | Sprint | monopole | 98 | 96 |  | 3-panels, 56"x8"x2.75" | 12x20 | Tower share filing decision allowed ten foot pipe to extend top of tower to support antennas and add 1 whip antenna to mounting pipe for Town use.
| Windsor | Hayden Station Road | AT&T Wireless | Sprint | monopole | - | 96 |  |  |  | install new equipment in existing shelter
| Windsor | Hayden Station Road | Omnipoint/VoiceStream | Sprint | monopole | 73 | 96 |  | replace 2 existing antennas with 6 EMS-DR65-18-02CPL2Q panel antennas |  | 3 new cabinets at base of tower, extend concrete pad 4x12
| Windsor | Hayden Station Road | T-Mobile (VoiceStream) | Sprint | monopole | 73 | 96 |  | E911 upgrade
| Windsor | Hayden Station Road | AT&T Wireless | Sprint | monopole |  | 96 |  | add GPS antenna for E911
| Windsor | Hayden Station Road | Cingular | Sprint | monopole | 92 | 96 |  | remove 3 existing antennas, install 3 new ones
| Windsor | Hayden Station Road | T-Mobile | Sprint | monopole | 73 | 96 |  | add 3 new antennas; remove 3 TMAs and replace with 6 new TMAs |  | UMTS upgrade
| Windsor | Hayden Station Road | Clearwire | Sprint | monopole | 82 | 96 |  | install 3 WiMAX antennas and 3 microwave dishes
| Windsor | Hayden Station Road | AT&T | Crown Castle | monopole | 82 | 96 |  | add 3 LTE antennas to 3 existing GSM/UMTS antennas
| Windsor | Hayden Station Road | Sprint | Crown Castle | monopole | 83 | 96 |  | replace 6 CDMA antennas with 3 dual-band antennas |  | 4G/LTE upgrade
| Windsor | Hayden Station Road | Sprint | Crown Castle | monopole | 83 | 96 |  | install 3 new LTE antennas
| Windsor | Hayden Station Road | T-Mobile | Crown Castle | monopole | 75 | 96 |  | replace 6 GSM antennas with 3 LTE and 3 GSM/UMTS antennas |  | 4G/LTE upgrade
| Windsor | Hayden Station Road | AT&T | Crown Castle | monopole | 92 | 96 |  | replace 3 antennas with 3 700 MHz antennas
| Windsor | Hayden Station Road | T-Mobile | Crown Castle | monopole | 75 | 96 |  | install 3 700 MHz ant; add 3 RRHs
| Windsor | Hayden Station Road | AT&T | Crown Castle | monopole | 92 | 96 |  | replace 3 RRUs with 3 new RRUs and install 6 remote controlled units
| Windsor | Hayden Station Road | AT&T | Crown Castle | monopole | 92 | 96 |  | install 3 x 1900/2100 MHz antennas; add 3 rrus |  | replace 3 T-arm mounts w 3 sector frame antenna mounts
Docket No. 58 | Windsor | Pigeon Hill Road | BAM | BAM | self-support lattice | 160 | 160 | 170 | 2-11' whips, 3-8' reflect. ant | 15x21 | alternate
| Windsor | Pigeon Hill Road | BAM | BAM | self-support lattice | 130 | 160 | 170 | 8' microwave dish |  | rcvd 8/24/87, no decision ltr
| Windsor | Pigeon Hill Road | BAM/Windsor Town of | BAM | self-support lattice | 125,90,75,110 | 160 | 170 | 3-UHF7.5 dBd antennas |  | 1 1' dish at 110
| Windsor | Pigeon Hill Road | BAM | BAM | self-support lattice | 158 | 160 | 170 | transmit antenna PD10017
| Windsor | Pigeon Hill Road | BAM | BAM | self-support lattice | 108 | 160 | 170 | 1 -8' dish UHX-59HRF
| Windsor | Pigeon Hill Road | BAM | BAM | self-support lattice | 72 | 160 | 170 | 10' dish UHX10-59J
| Windsor | Pigeon Hill Road | BAM | BAM | self-support lattice | 95 | 160 | 170 | 15-ALP-9212
| Windsor | Pigeon Hill Road | BAM | BAM | self-support lattice | 95 | 160 | 170 | 1-6' dish
| Windsor | Pigeon Hill Road | BAM | BAM | self-support lattice | 95agl | 160 | 170 | 6' microwave dish |  | rcvd 5/03/93) aimed toward Vernon site
| Windsor | Pigeon Hill Road | BAM | BAM | self-support lattice | 155 | 160 | 170 | 15-ALP-9212 |  | Replace Antennas
| Windsor | Pigeon Hill Road | BAM | BAM | self-support lattice | 40 | 160 | 170 | 1 whip (8') crx-150
| Windsor | Pigeon Hill Road | BAM | BAM | self-support lattice | 40 | 160 | 170 | 8' whip Cushcraft CRX-150) |  | rcvd 3/28/96) back-up of alarm system
| Windsor | Pigeon Hill Road | BAM | BAM | self-support lattice | 160 | 160 | 170 | 1-GPS |  | Install GPS receive only
| Windsor | Pigeon Hill Road | VoiceStream | Crown Media | self-support lattice | 145 | 160 |  | 12-EMS dual-pol antennas | 3 cabinets
| Windsor | Pigeon Hill Road | SCLP | Verizon | self-support lattice | 169 | 160 |  | 3-8' EMS antennas | 11'x26'
| Windsor | Pigeon Hill Road | Cellco/Verizon | Cellco | self-support lattice |  | 160 | 170 | replace existing equipment shelter with new 12 x 40 building | 12x40
| Windsor | Pigeon Hill Road | T-Mobile (VoiceStream) | Cellco | self-support lattice | 145 | 160 | 170 | E911 upgrade
| Windsor | Pigeon Hill Road | Cingular | Cellco/Crown Castle | self-support lattice | 169 | 160 | 170 | replace existing with 3 EMS MB96RR900200, 3 tower mount amplifiers, 3 duplexers
| Windsor | Pigeon Hill Road | Verizon | Cellco/Crown Castle | self-support lattice |  | 160 | 170 |  |  | install 1250 kW generator and 6000 gallon fuel tank for back-up power | generator
| Windsor | Pigeon Hill Road | Verizon | Cellco/Crown Castle | self-support lattice | 158 | 160 | 170 | replace 6 cellular antennas with 6 PCS antennas
| Windsor | Pigeon Hill Road | Verizon | Cellco/Crown Castle | self-support lattice |  | 160 | 170 |  | 12x20 | install shelter for permanent generator | generator
| Windsor | Pigeon Hill Road | Verizon | Cellco/Crown Castle | self-support lattice | 155 | 160 | 170 | replace 6 existing with 6 new cellular antennas
| Windsor | Pigeon Hill Road | T-Mobile | Cellco/Crown Castle | self-support lattice | 145 | 160 | 170 | add 3 new antennas and 3 new TMAs |  | UMTS upgrade
| Windsor | Pigeon Hill Road | Verizon | Cellco/Crown Castle | self-support lattice | 156 | 160 | 170 | add 3 new 700 MHz antennas
| Windsor | Pigeon Hill Road | Cingular/AT&T | Cellco/Crown Castle | self-support lattice | 169 | 160 | 170 | replace 3 flush-mounted antennas with 6 t-arm mounted antennas |  | replace 4" diameter pipe mast extension wth 8" pipe mast extension
| Windsor | Pigeon Hill Road | Verizon | Cellco | self-support lattice | 156 | 160 | 170 | replace 6 of 15 existing antennas with 3 PCS and 3 AWS antennas
| Windsor | Pigeon Hill Road | AT&T | Cellco | self-support lattice |  | 160 | 170 |  |  | install 50 kW diesel generator for backup power | diesel generator
| Windsor | Pigeon Hill Road | Verizon | Cellco | self-support lattice | 156 | 160 | 170 | replace six ant. w/ 3 1900 MHz, 3 2100 MHz, replace 3 RRHs & add 6 RRHs
| Windsor | Pigeon Hill Road | Verizon | Cellco | self-support lattice | 155 | 160 | 170 | replace 6 antennas with 3 1900 and 3 2100 MHz antennas
| Windsor | Pigeon Hill Road | AT&T | Cellco | self-support lattice | 160 | 160 | 170 | install 3 1900 MHz ant; add 6 RRHs
| Windsor | Pigeon Hill Road | T-Mobile | Cellco | self-support lattice | 145 | 160 | 170 | replace 3 ant w/ 3 700 MHz ant
| Windsor | Pigeon Hill Road | AT&T | Cellco | self-support lattice | 169 | 160 | 170 | replace 3 RRHs & add 3 RRHs
| Windsor | Pigeon Hill Road | Verizon | Cellco/Crown Castle | self-support lattice | 155 | 160 | 170 | replace 6 antennas w 3x 700/850 MHz & 3 x 1900/2100 MHz antennas;
Petition No. 371 | Windsor | Windsor Avenue | Sprint | CL&P | utility pole | 123 | 110 |  |  | 8x11 Pad | PowerMount pole with CL&P trans structure
| Windsor | Windsor Avenue | Sprint | CL&P | utility pole | 131 | 116 |  | replace 6 existing CDMA antennas with 3 dual-band antennas |  | 4G/LTE upgrade
| Windsor | Windsor Avenue | Sprint | CL&P | utility pole | 123 | 116 |  | replace 3 antennas w 3 x 800/1900/2500 MHz anennas | install 3 RRU's
| Windsor | Pine Lane | Cingular | AT&T | monopole | 130 | 150 |  | add up to 12 CSS XDUO-1416-80 panel antennas | 12x20 | AT&T on tower @ 150'; town antennas @ 156'
| Windsor | Pine Lane | Nextel | Town of Windsor | monopole | 80 | 150 |  | install 12 panel antennas | 12x20
| Windsor | Pine Lane | Cingular | Town of Windsor | monopole | 150 | 150 |  | 6 panel antennas |  | share existing shelter
| Windsor | Pine Lane | Cingular/AT&T | Town of Windsor | monopole | 130 | 150 |  | remove all AT&T antennas and equipment
| Windsor | Pine Lane | Pocket (now MetroPCS) | Town of Windsor | monopole | 120 | 150 |  | flush mount 3 antennas
| Windsor | Pine Lane | Clearwire | Town of Windsor | monopole | 110 | 150 |  | install 3 panel antennas and 3 microwave dishes
| Windsor | Pine Lane | AT&T | Town of Windsor/AT&T | monopole | 110 | 150 |  | replace 6 dual-band antennas with 9 multi-band antennas
| Windsor | Pine Lane | MetroPCS | Town of Windsor/AT&T | monopole |  | 150 |  |  |  | replace radio cabinet for LTE upgrade
| Windsor | Pine Lane | AT&T | Town of Windsor/AT&T | monopole |  | 150 |  |  |  | install 50 kW diesel generator for backup power | diesel generator
| Windsor | Pine Lane | AT&T | Town of Windsor/AT&T | monopole | 130 | 150 |  | replace 6 antennas with 3 700/1900 and 3 850/2300 MHz antennas
| Windsor | Pine Lane | EyeTower | Crown Castle | monopole | 85/83/78 | 150 |  | install 5 receive-only yagi-type antennas | 9x9 |  | diesel generator | 15 kW
| Windsor | Pine Lane | AT&T | Crown Castle | monopole | 130 | 150 |  | replace 3 RRUs with 3 new RRUs
| Windsor | Pine Lane | AT&T | Crown Castle | monopole | 130 | 150 |  | install 3 RRHs on platform
| Windsor | Pine Lane | Sprint | Crown Castle | monopole |  |  |  |  | fiber Installation | underground conduit and fiber installation works
Docket No. 137 | Windsor | Matianuck Avenue | BAM | BAM | monopole | 100 | 100 | 94 | 2-13' trans whips, 6-11' tran/rec whips | 20x30 | Prime
| Windsor | Matianuck Avenue | BAM | BAM | monopole | 100 | 100 | 94 | 10 ALP 9212 Panels |  | Replace Antennas
| Windsor | Matianuck Avenue | BAM | BAM | monopole | 100 | 100 | 94 | 1-GPS |  | Install GPS receive only
| Windsor | Matianuck Avenue | BAM | [7 empty] | Transfer of Certificate from BAM to Crown Atlantic Co. LLC
| Windsor | Matianuck Avenue | BAM | Crown | monopole | 100 | 100 | 94 |  |  | Add two antennas to the previous ten for
| Windsor | Matianuck Avenue | Verizon | Crown | monopole | 100 | 100 | 94 | remove existing antennas; replace with 9 cellular and 6 PCS antennas
| Windsor | Matianuck Avenue | Verizon | Crown | monopole | 100 | 100 | 94 | replace 3 existing cellular antennas with 3 700 MHz antennas
| Windsor | Matianuck Avenue | Clearwire | Crown | monopole | 85 | 100 | 94 | install 3 WiMAX antennas @ 85' and 3 microwave dishes @ 86.5 feet
| Windsor | Matianuck Avenue | AT&T | Crown | monopole | 75 | 100 | 94 | install 12 antennas on low profile platform | 11x16 |  | diesel generator
| Windsor | Matianuck Avenue | AT&T | Crown | monopole | 75 | 100 | 94 | revise previous tower share approval to install 12 different antennas
| Windsor | Matianuck Avenue | Verizon | Crown Castle | monopole | 101 | 100 | 94 | replace 6 antennas w/ 3 1900 MHz CDMA, 3 2100 MHz LTE + 6 RRHs
| Windsor | Matianuck Avenue | Verizon | Crown Castle | monopole | 101 | 100 | 94 | relocate 6 antennas, replace 6 antennas w 3 x700/1900 MHz & 3x700/850/2100 MHz antennas & replace 6 RRU's
| Windsor | Rainbow Road | Cingular | Cingular | monopole | 93 | 101 |  | replace 3 existing antennas with 3 new ones |  | install 6 tower mount amplifiers; replace 1 outdoor equipment cabinet
| Windsor | Rainbow Road | Verizon | Cingular | monopole | 83 | 101 |  | install 6 PCS and 6 cellular antennas | 12x30
| Windsor | Rainbow Road | AT&T | Cingular | monopole |  | 101 |  |  |  | install emergency on concrete pad | generator
| Windsor | Rainbow Road | AT&T | AT&T | monopole | 93 | 101 |  | add 3 LTE antennas to 3 GSM/UMTS antennas
| Windsor | Rainbow Road | Verizon | AT&T | monopole | 83 | 101 |  | replace 6 of 12 existing antennas with 3 PCS and 3 LTE antennas
| Windsor | Rainbow Road | Verizon | Crown Castle | monopole | 83 | 101 |  | replace 9 antennas with 9 new LTE/PCS antennas; 9 RRHs and 2 cables
| Windsor | Rainbow Road | AT&T | Crown Castle | monopole | 93 | 101 |  | replace 3 antennas; add 3 RRHs
Petition No. 1185 | Windsor | Bloomfield Avenue | Verizon | Sanctuary of Faith and Glory Church | rooftop | 47 | 42.5 | 106.5 | 2100 Mhz canister antenna | platform | small cell attached to rooftop in RF transparent cupola
| Windsor | Day Hill Road | Nextel | AT&T/Windsor | monopole | 160 | 170 |  | 12 Bd00844H90(E)-XY antennas | 10x20
| Windsor | Day Hill Road | Town of Windsor | AT&T/Windsor | monopole | var. | 170 |  | replace 2 existing antennas with 5 new ones: 1 16' whip @ 178', 2 16' whips @ 149', 1 2' diameter microwave dish @ 150', 1 2' diameter microwave dish @ 145' | 10x20
| Windsor | Day Hill Road | Cingular | AT&T/Windsor | monopole | 170 | 170 |  | remove 12 existing antennas; install 6 new antennas |  | add 6 tower mount amplifiers
| Windsor | Day Hill Road | Town of Bloomfield | AT&T/Windsor | monopole | 140 | 170 |  | install 1 panel antenna |  | also utilize existing omni antenna at 140'
| Windsor | Day Hill Road | Pocket (now MetroPCS) | AT&T/Windsor | monopole | 120 | 170 |  | flush mount 3 antennas
| Windsor | Day Hill Road | Clearwire | AT&T/Windsor | monopole | 160 | 170 |  | install 3 WiMAX antennas at 160' and 4 microwave dishes at 164'
| Windsor | Day Hill Road | Bloomfield PD | AT&T/Windsor | monopole | 140 | 170 |  | install microwave antenna
| Windsor | Day Hill Road | AT&T | AT&T/Windsor | monopole | 168 | 170 |  | add 3 LTE antennas to 6 existing antennas
| Windsor | Day Hill Road | MetroPCS | AT&T/Windsor | monopole |  | 170 |  |  |  | replace radio cabinet for LTE upgrade
| Windsor | Day Hill Road | Sprint | AT&T/Windsor | monopole | 131 | 170 |  | replace 6 CDMA antennas with 3 dual-band antennas |  | 4G/LTE upgrade
| Windsor | Day Hill Road | Sprint | AT&T/Windsor | monopole | 130 | 170 |  | add 3 new dual band antennas to 3 existing ones
| Windsor | Day Hill Road | AT&T | AT&T/Windsor | monopole | 169 | 170 |  | install 3 remote radio heads
| Windsor | Day Hill Road | AT&T | AT&T/Windsor | monopole | 168 | 170 |  | replace 3 antennas with 3 2300 MHz antennas
| Windsor | Day Hill Road | AT&T | Crown Castle | monopole | 169 | 170 |  | replace 3 ant w/ 2 700/1900 MHz, 1 2300 MHz
| Windsor | Day Hill Road | AT&T | Crown Castle | monopole | 168 | 170 |  | install 6 triplexers and 6 RRHs
| Windsor | Day Hill Road | Sprint | Crown Castle | monopole | 131 | 170 |  | install 3 2500 MHz antennas; add 3 RRHs
| Windsor | Day Hill Road | AT&T | Crown Castle | monopole | 168 | 170 |  | instaoll 3 x 700/2100 MHz antennas and 6 x RRHs
| Windsor | Day Hill Road | Sprint | Crown Castle | monopole |  |  |  |  | Fiber Installation | underground conduit and fiber installation woeks
Petition No. 590 | Windsor | Rood Avenue (CL&P # ) | T-Mobile | CL&P | utility pole | 164 | 148 | 102 | 6 EMS DR65-18-02DL2Q antennas | 12x14 pad | attach 16' pole mount onto 148' tall transmission structure
| Windsor | Rood Avenue (CL&P # ) | T-Mobile | CL&P | utility pole | 164 | 148 | 102 | remove 6 existing antennas and TMAs and replace with 3 new antennas and TMAs at 155' and 161'
Petition No. 1125 | Windsor | Rood Avenue (CL&P # ) | T-Mobile | CL&P | utility pole | 155 | 148 | 102 | replace 3 existing antennas with 3 new LTE 700 MHz antennas |  | expand base compound to encompass transmission line structure
| Windsor Locks | Old County Circle | Nextel | AT&T | monopole | 75 | 95 |  | install 12 panel antennas | 12x20
| Windsor Locks | Old County Circle | Verizon | AT&T | monopole | 85 | 95 |  | replace 6 existing cellular antennas with 6 new PCS antennas
| Windsor Locks | Old County Circle | T-Mobile | Adolf & Helga Scheidle | monopole | 65 | 95 |  | install 9 panel antennas | pad
| Windsor Locks | Old County Circle | Verizon | Adolf & Helga Scheidle | monopole | 85 | 95 |  | replace 6 existing cellular antennas with 6 new cellular antennas
| Windsor Locks | Old County Circle | AT&T | AT&T | monopole | 95 | 95 |  | add 3 LTE antennas to 3 GSM and 3 UMTS antennas
| Windsor Locks | Old County Circle | Verizon | AT&T | monopole | 86 | 95 |  | replace 12 existing antennas with 6 cellular, 3 PCS, and 3 LTE antennas
| Windsor Locks | Old County Circle | Verizon | Crown Castle | monopole | 85 | 101 |  | replace 9 antennas w/ 3 850 MHz, 3 1900 MHz, 3 2100 MHz
| Windsor Locks | Old County Circle | Verizon | Crown Castle | monopole | 85 | 101 |  | replace 3 ant w/ 3 700 MHz; replace 3 RRHs, add 3 RRHs
| Windsor Locks | Volunteer Drive | Sprint | Town of Windsor Locks | self-support lattice | 115 | 195 | 80 | 9 panel |  | 1 GPS @ 75'
| Windsor Locks | Volunteer Drive | T-Mobile | Town of Windsor Locks | self-support lattice | 133 | 195 | 80 | add 6 EMS-RR90-17-02DP panel antennas to 3 existing | pad | add 2 Nortel S8000 cabinets to one existing; AT&T on @ 110', Fire Dept on @ 180'
| Windsor Locks | Volunteer Drive | Cingular | Town of Windsor Locks | self-support lattice | 164 | 195 | 80 | remove 9 existing antennas, install 3 new ones |  | install 6 tower mount amplifiers
| Windsor Locks | Volunteer Drive | Verizon | Town of Windsor Locks | self-support lattice | 150 | 195 | 80 | install 6 PCS and 6 cellular antennas
| Windsor Locks | Volunteer Drive | Pocket (now MetroPCS) | Town of Windsor Locks | self-support lattice | 130 | 195 | 80 | flush mount 3 antennas
| Windsor Locks | Volunteer Drive | T-Mobile | Town of Windsor Locks | self-support lattice | 146 | 195 | 80 | replace 3 existing antennas with 3 new antennas and 3 TMAs |  | UMTS upgrade
| Windsor Locks | Volunteer Drive | Clearwire | Town of Windsor Locks | self-support lattice | 109 | 195 | 80 | install 3 panel antennas and 3 microwave dishes
| Windsor Locks | Volunteer Drive | Verizon | Town of Windsor Locks | self-support lattice | 150 | 195 | 80 | replace 6 existing PCS antennas with 3 new PCS and 3 700 MHz antennas
| Windsor Locks | Volunteer Drive | Sprint | Town of Windsor Locks | self-support lattice |  | 195 | 80 |  |  | install 5 kW fuel cell for backup power | fuel cell
| Windsor Locks | Volunteer Drive | AT&T | Message Center Management | self-support lattice | 170 | 195 | 80 | add 3 LTE antennas to 3 existing GSM/UMTS antennas
| Windsor Locks | Volunteer Drive | MetroPCS | Message Center Management | self-support lattice |  | 195 | 80 |  |  | replace radio cabinet for LTE upgrade
| Windsor Locks | Volunteer Drive | Sprint | Message Center Management | self-support lattice | 119 | 195 | 80 | replace 6 CDMA antennas with 3 dual-band antennas
| Windsor Locks | Volunteer Drive | Verizon | Message Center Management | self-support lattice | 150 | 195 | 80 | replace 6 of 12 existing antennas with 3 cellular and 3 AWS antennas
| Windsor Locks | Volunteer Drive | T-Mobile | Message Center Management | self-support lattice | 146 | 195 | 80 | replace 3 existing antennas with 3 new LTE antennas |  | 4G/LTE upgrade
| Windsor Locks | Volunteer Drive | Sprint | Message Center Management | self-support lattice | 115 | 195 | 80 | add 3 new CDMA/LTE antennas to 3 existing ones
| Windsor Locks | Volunteer Drive | Verizon | Town of Windsor Locks | self-support lattice | 150 | 195 | 80 | replace 6 antennas with 3 1900 and 3 2100 MHz antennas
| Windsor Locks | Volunteer Drive |  | MCM Acquisition 2017, LLC | self-support lattice | 150 | 195 | 80 |  |  | notice of ownership change
| Windsor Locks | Volunteer Drive | Sprint | MCM Acquisition 2017, LLC | self-support lattice | 115 | 195 | 80 | install 3 2500 MHz antennas & 3 RRHs
| Windsor Locks | Volunteer Drive | AT&T | MCM Acquisition 2017, LLC | self-support lattice | 164 | 195 | 80 | install 3 x 1900/2300MHz antennas; add 6 RRU's
| Windsor Locks | Volunteer Drive | T-Mobile | MCM Acquisition 2017, LLC | self-support lattice | 135 | 195 | 80 | replace 6 antennas w 3 x 600/700MHz & 3 x 1900/2100MHz antnennas; add 3 rru's
| Windsor Locks | Spring Street | SNET/SCLP | SNET/SCLP | monopole | 104 | 100 | 63 | 2-6' whips |  | equipment placed in office building
| Windsor Locks | Spring Street | SCLP | SNET | rooftop | 46 |  | 63 | 1-6' parabolic antenna (rec. only) |  | SNET Personal Vision, Inc. removed 1-8' mw dish
| Windsor Locks | Spring Street | SNET Personal Vision | SNET | rooftop | 46 | 50 | 63 | add 1-6' grid parabolic rooftop |  | 1-10LM2-13/FM rotor search antenna att. to bldg wall
| Windsor Locks | Spring Street | SRI, Inc. | SNET | rooftop | 44 | 50 | 63 | add 1-6' omnidirectional whip rooftop |  | paging antenna
| Windsor Locks | Spring Street | SNET | SNET | monopole | 100 | 100 | 63 | 9-panels, 51" x 11.4" x 8.3" |  | Replace 100' mono with new 100' monopole
| Windsor Locks | Spring Street | AT&T | SNET | monopole | 81 | 106 | 63 | add 3 Allgon 7250.02 panel antennas |  | 2 cabinets on 5x6 concrete pad
| Windsor Locks | Spring Street | Cingular | AT&T | monopole | 104 | 106 | 63 | replace existing with 9 CSS DUO4-8670, 6 tower mount amplifiers
| Windsor Locks | Spring Street | AT&T | AT&T | monopole | 104 | 106 | 63 | remove 3 existing antennas |  | install 3 diplexers
| Windsor Locks | Spring Street | Cingular | AT&T | monopole | 104 | 106 | 63 | remove 3 existing antennas |  | install 3 diplexers
| Windsor Locks | Spring Street | AT&T | AT&T | monopole | 103 | 106 | 63 | replace 6 of 9 existing dual band antennas with 6 new multi-band antennas
Docket No. 41 | Windsor Locks | King Spring Road | Continental Cablevision | Continental Cablevision | self-support lattice | 100 | 100 | 144 | 1-10' dish | 8'x10'
| Windsor Locks | King Spring Road | AT&T | Cox Communications | self-support lattice | 100 | 100 | 144 | add 6 Allgon 7250.03 panel antennas |  | up to 4 equipment cabinets on concrete pad
| Windsor Locks | King Spring Road | Cingular | Cox Communications | self-support lattice | 100 | 100 | 144 | replace 3 existing antennas with 3 new ones |  | install 6 tower mounted amplifiers; remove one cabinet and install new one for UMTS
| Windsor Locks | King Spring Road | Cingular | Cox Communications | self-support lattice |  | 100 | 144 |  |  | extend equipment pad
| Windsor Locks | King Spring Road | Verizon | Cox Communications | self-support lattice | 90 | 100 | 144 | install 6 PCS and 6 cellular antennas | 12x30 | expand compound fence to accommodate shelter
| Windsor Locks | King Spring Road | AT&T | King Spring Road LLC | self-support lattice | 98 | 100 | 144 | add 3 LTE antennas to 3 existing GSM/UMTS antennas
| Windsor Locks | King Spring Road | Verizon | King Spring Road LLC | self-support lattice | 90 | 100 | 144 | replace 12 existing antennas with 6 cellular, 3 PCS, and 3 LTE antennas
| Windsor Locks | King Spring Road | Verizon | King Spring Road LLC | self-support lattice | 90 | 100 | 144 | add 3 new AWS antennas to 12 exisitng antennas
| Windsor Locks | King Spring Road | AT&T | King Spring Road LLC | self-support lattice | 100 | 100 | 144 | replace 3 RRHs with new RRHs
| Windsor Locks | King Spring Road | Verizon | King Spring Road LLC | self-support lattice | 90 | 100 | 144 | replace 6 existing antennas with 3 1900 MHz and 3 700/2100 MHz antennas
| Windsor Locks | South Main Street | T-Mobile | Amtrak | monopole | 150 | 150 |  | replace 6 TMAs; install 3 new UMTS antennas - in addition to 3 existing antennas
| Windsor Locks | South Main Street | T-Mobile | SBA | monopole | 150 | 150 |  | replace 3 ant w/ 3 1900/2100 MHz & add 3 700 MHz antennas
| Windsor Locks | South Main Street | T-Mobile | Amtrak | monopole | 150 | 150 |  | replace 3 ant w/ 3 700/2100 MHz ant; add 3 TMAs
| Windsor Locks | South Main Street | T-Mobile | Amtrak | monopole | 150 | 150 |  | replace 6 antennas w 3x1900/2100MHz & 3x600/700/2100MHz antennas; swap 3 rru's
| Windsor Locks | Bradley Int'l Airport | BAM | DOT | microcell |  |  |  | 4 antennas DB 781 |  | antennas mounted inside Terminals A & B at Bradley Airport
| Windsor Locks | Murphy Bldg Airport (Troop W) | DPS | DPS | rooftop | 58 | 60 |  | 1-6' dish |  | total 13 antennas on 20' mast on top of building
| Winsted | Oakdale Avenue | Nextel | American Tower | monopole | 138 | 186 |  | 12 panel antennae | 12x20
| Wolcott | Kenea Avenue | Pocket (now MetroPCS) | Town of Wolcott | monopole | 100 | 120 |  | flush mount 3 antennas |  | several public safety antennas on tower at various heights
| Wolcott | Wolcott Road | BAM/SCLP | BAM | self-support lattice | 165 | 180 | 1050 | 4 ALP 9212, 4 ALP 11011 direct ant | 12x26 | approve tower sharing
| Wolcott | Wolcott Road | T-Mobile | General Communications | self-support lattice | 160 | 180 |  | install 6 EMS RR90-17-02DP panel antennas | pad | 3 BTS equipment cabinets
| Wolcott | Wolcott Road | Verizon | General Communications | self-support lattice | 135 | 180 |  | remove existing antennas; replace with 4 cellular and 8 PCS antennas | 12x30
| Wolcott | Wolcott Road | Verizon | General Communications | self-support lattice | 135 | 180 |  | replace 4 cellular and 2 PCS antennas with 6 new cellular antennas
| Wolcott | Wolcott Road | Verizon | General Communications | self-support lattice | 135 | 180 |  | replace 12 existing antennas with 6 cellular, 3 PCS, and 3 LTE antennas
| Wolcott | Wolcott Road | Verizon | General Communications | self-support lattice | 135 | 180 |  | replace 12 existing antennas with 6 cellular, 3 PCS, and 3 LTE antennas
| Wolcott | Wolcott Road | T-Mobile | American Tower | self-support lattice | 162 | 180 |  | replace 6 existing antennas with 6 multi-band antennas |  | 4G/LTE upgrade
| Wolcott | Wolcott Road | Verizon | American Tower | self-support lattice | 135 | 180 |  | replace 6 of 12 existing antennas with 3 new CDMA and 3 new AWS antennas
| Wolcott | Wolcott Road | T-Mobile | American Tower | self-support lattice | 162 | 180 |  | install 3 LTE antennas w/ RRUs
| Wolcott | Wolcott Road | Nextel | AT&T | self-support lattice | 200 | 350 |  | 12 panel | 10x20
| Wolcott | Wolcott Road | Marcus | AAT Communications | self-support lattice | see antennas col. | 350 |  | 1 15' whip @ 350', 2 15' whips @ 320', 4 dishes @ 165' |  | Install radio equipment within existing shelter
| Wolcott | Wolcott Road | AT&T | AAT Communications | self-support lattice | 140 | 350 |  | add 6 Allgon 7250.03 panel antennas |  | equipment cabinets on concrete pad
| Wolcott | Wolcott Road | Cingular | AAT Communications | self-support lattice | 185 | 350 |  | add up to 9 CSS DUO 1417-8686 panel antennas |  | Install radio equipment within existing shelter
| Wolcott | Wolcott Road | Cingular | AAT Communications | self-support lattice | 185 | 350 |  | install 3 new panel antennas
| Wolcott | Wolcott Road | Cingular | AAT Communications | self-support lattice | 140 | 350 |  | remove AT&T antennas
| Wolcott | Wolcott Road | Cingular/AT&T | AAT Communications | self-support lattice |  | 350 |  | remove AT&T ground equipment
| Wolcott | Wolcott Road | Clearwire | AAT Communications | self-support lattice | 212 | 350 |  | install 3 antennas, 3 radioheads, 3 microwave dishes
| Wolcott | Wolcott Road | MetroPCS | AAT Communications | self-support lattice | 222 | 350 |  | install 6 antennas
| Wolcott | Wolcott Road | AT&T | SBA | self-support lattice | 185 | 350 |  | replace 6 of 9 existing antennas
| Wolcott | Wolcott Road | Sprint | SBA | self-support lattice | 134 | 350 |  | replace 9 existing antennas with 3 dual-band antennas |  | 4G/LTE upgrade
| Wolcott | Wolcott Road | Sprint | SBA | self-support lattice | 134 | 350 |  | add 3 new CDMA/LTE antennas
| Wolcott | Wolcott Road | AT&T | SBA | self-support lattice | 188 | 350 |  | install 3 previously approved RRHs
| Wolcott | Wolcott Road | AT&T | SBA | self-support lattice | 185 | 350 |  | replace 3 ant w/ 3 700/1900 MHz ant; replace 3 RRHs
| Wolcott | Wolcott Road | DISH | SBA | self-support lattice | 341 | 350 |  | install 3x1900/2020 MHz antennas and 3ft MW dish; add 5 x rru's and one cable | remove existing 6ft x10ft concrete pad and install 5ftx7ft platform | DISH Tower share; Sector frame antenna mount
| Wolcott | Wolcott Road | AT&T | SBA | self-support lattice | 186 | 350 |  | replace 3 antennas w 3x850/1900/2100 MHz; add 9 rru's
| Wolcott | County Road | Sprint | Cox Communications | guyed-lattice | 200 | 347 |  | install nine DB980G90 panel antennas | pad | GPS antenna at 70'
| Wolcott | County Road | T-Mobile | Cox Communications | guyed-lattice | 180 | 347 |  | install 3 panel antennas | pad
| Wolcott | County Road | Clearwire | Cox Communications | guyed-lattice | 207 | 347 |  | install 3 panel antennas and 2 microwave dishes on Sprint platform | pad
| Wolcott | County Road | Sprint | InsSite Towers | guyed-lattice | 200 | 347 |  | replace 6 CDMA antennas with 3 dual-band antennas |  | 4G/LTE upgrade
| Wolcott | County Road | Sprint | InsSite Towers | guyed-lattice | 210 | 347 |  | add 3 new dual-band antennas to 3 existing dual-band antennas
| Wolcott | County Road | Sprint | InsSite Towers | self-support lattice | 200 | 347 |  | replace 3 ant w 3x850/1900MHz antennas and install 3 x 2500MHz antennas
Docket No. 56 | Wolcott | East Street | BAM | BAM | self-support lattice | 180 | 180 | 750 | 2-11' whips, 3-8' reflect. ant | 15x21 | Rodriques tract
| Wolcott | East Street | BAM | BAM | self-support lattice | 110 | 180 | 750 | 1-10' dish at 67, 1-6' dish at 110 |  | Link to/from Windsor/Wllgfrd
| Wolcott | East Street | BAM | BAM | self-support lattice | 70 | 180 | 750 | 1-6'dish |  | rcvd 5/9/94)
| Wolcott | East Street | BAM | BAM | self-support lattice | 167 | 180 | 750 | 12 ALP 9212 Panels |  | Replace Antennas
| Wolcott | East Street | BAM | Crown Atlantic Co. LLC | [6 empty] | Transfer of Certificate from BAM to Crown Alantic Company, LLC
| Wolcott | East Street | SNET/Cingular | Crown Atlantic Co. LLC | self-support lattice | 158 | 180 |  | replace existing antennas with 9 CSS DUO4-8760, 6 tower mount amplifiers, 1 LMU @ 25
| Wolcott | East Street | AT&T | Crown Atlantic Co. LLC | self-support lattice | 168 | 180 |  | add 6 Allgon 7250.03 panel antennas |  | up to 4 equipment cabinets on concrete
| Wolcott | East Street | SNET/Cingular | Crown Atlantic Co. LLC | self-support lattice | 158 | 180 |  |  |  | revised structural analysis previously submitted for 8/15/02 approval
Petition 673 | Wolcott | East Street | T-Mobile | Crown Atlantic Co. LLC | self-support lattice | 190 | 180 |  | add six APX15PV-15PV-2 panel antennas | pad | pipe mast extension to 190'; 3 BTS equipment cabinets
| Wolcott | East Street | Verizon | Crown Atlantic Co. LLC | self-support lattice | 180 | 180 |  | replace 6 cellular with 6 PCS antennas
| Wolcott | East Street | Cingular | Crown Atlantic Co. LLC | self-support lattice | 158 | 180 |  | replace 3 existing panel antennas |  | install 3 diplexers
| Wolcott | East Street | Cingular/AT&T | Crown Atlantic Co. LLC | self-support lattice | 168 | 180 |  | remove all AT&T antennas and equipment
| Wolcott | East Street | Verizon | Crown Atlantic Co. LLC | self-support lattice | 177 | 180 |  | replace 6 cellular antennas with 6 new ones
| Wolcott | East Street | Pocket (now MetroPCS) | Crown Atlantic Co. LLC | self-support lattice | 148 | 180 |  | flush mount 3 antennas
| Wolcott | East Street | T-Mobile | Crown Atlantic Co. LLC | self-support lattice | 188 | 180 |  | replace 3 existing antennas with 3 new ones |  | UMTS upgrade
| Wolcott | East Street | Clearwire | Crown Atlantic Co. LLC | self-support lattice | 168 | 180 |  | install 3 WiMAX antennas and 3 microwave dishes
| Wolcott | East Street | Verizon | Crown Atlantic Co. LLC | self-support lattice | 177 | 180 |  | replace 12 existing antennas with 6 new cellular, 3 new PCS, and 3 new LTE antennas
| Wolcott | East Street | AT&T | Crown Atlantic Co. LLC | self-support lattice | 160 | 180 |  | replace 6 of 9 existing antennas with 6 new multi-band antennas
| Wolcott | East Street | MetroPCS | Crown Atlantic Co. LLC | self-support lattice | n/a | 180 |  | n/a |  | replace radio cabinet as part of LTE upgrade
| Wolcott | East Street | AT&T | Crown Atlantic Co. LLC | self-support lattice | n/a | 180 |  | n/a |  | install 50 kW diesel generator for backup power | diesel generator
| Wolcott | East Street | T-Mobile | Crown Atlantic Co. LLC | self-support lattice | 188 | 180 |  | replace 3 existing antennas with 3 multi-band antennas |  | 4G/LTE upgrade
| Wolcott | East Street | Verizon | Crown Atlantic Co. LLC | self-support lattice | 177 | 180 |  | replace 3 of 12 existing antennas with 3 LTE antennas
| Wolcott | East Street | Verizon | Crown Atlantic Co. LLC | self-support lattice | 177 | 180 |  | add 3 new AWS antennas to 12 exisitng antennas
| Wolcott | East Street | AT&T | Crown Atlantic Co. LLC | self-support lattice | 160 | 180 |  | remove 6 of 9 existing antennas; install 6 new LTE antennas and 3 dual band antennas (GSM/UMTS)
| Wolcott | East Street | Cellco/Verizon | Crown Atlantic Co. LLC | self-support lattice | 177 | 180 |  | replace 9 antennas with 3 700 MHz antennas, 3 1900 MHz antennas, and 3 2100 MHz antennas, install 9 RRHs
| Wolcott | East Street | T-Mobile | Crown Atlantic Co. LLC | self-support lattice | top | 180 |  | replace 3 antennas with 3 700/1900/2100 MHz antennas
| Wolcott | East Street | AT&T | Crown Atlantic Co. LLC | self-support lattice | 160 | 180 |  | replace 3 antennas with 3 850/2300 MHz antennas
| Wolcott | East Street | AT&T | Crown Atlantic Co. LLC | self-support lattice | 160 | 180 |  | add 3 rru's
| Wolcott | East Street | Sprint | Crown Atlantic Co. LLC | self-support lattice | 168 | 180 |  | replace 6 antennas w 3 x 850/1900MHz & 3x 2500MHz antennas; add 9 rru's
| Wolcott | East Street | T-Mobile | Crown Atlantic Co. LLC | self-support lattice | 188 | 180 |  | replace 3 antennas w 3x1900/2100MHz & install 3x600/700/1900/2100MHz antennas; add 3 x rru's
Petition No. 67 | Wolcott | Andrews Road | SNET | SNET | self-support lattice | 80 | 80 | 1008 | 1-8', 2-10', 1-12' parab. ant |  | Replace existing tower
| Wolcott | Andrews Road | SNET/SCLP | SNET/TMRS | self-support lattice | 55 & 80 | 80 | 1008 | 2-4' grid parabolics |  | Personal Vision, CATV service receive
| Wolcott | Andrews Road | OMNI | SNET | self-support lattice | 73 | 80 | 1008 | 6-panels |  | Remove dishes, Celwave APN-199012-2T2
| Wolcott | Andrews Road | SNET Personal Vision | SNET | self-support lattice | 82 | 80 | 1008 | 1 recieve only TV antenna |  | Model D-1338-DB
| Wolcott | Andrews Road | T-Mobile (VoiceStream) | SNET | self-support lattice | 73 | 80 | 1008 | E911 upgrade
| Wolcott | Andrews Road | T-Mobile (VoiceStream) | SNET | self-support lattice | 76.5 | 80 | 1008 | replace 6 existing antennas with 9 EMS RR90-17-02DP antennas | pad | GPS @ 15'; 2 Nortel S1200 cabinets
| Wolcott | Andrews Road | T-Mobile | AT&T | self-support lattice | 77 | 80 | 1008 | replace 6 existing antennas with 3 GSM/UMTS antennas and 3 LTE antennas
| Wolcott | Andrews Road | T-Mobile | AT&T | self-support lattice | 77 | 80 | 1008 | add 3 new LTE antennas to 6 existing antennas
| Wolcott | Andrews Road | T-Mobile | AT&T | self-support lattice | 77 | 80 | 1008 | replace 3 antennas with 3 x 600/700 MHz antennas
| Wolcott | East Street & Route intersection | DPS | DPS | self-support lattice | 120 | 120 |  | 2 dish, 8 whips |  | replace existing tower w/ new tower, total 13 antennas
Petition No. 404 | Woodbridge | Johnson Road | Omni | CL&P | utility pole | 88 | 81 |  | 1-EMS -TRR33-20-00DP | 10'x5.5' | 60"x7"(dia.) antenna mounted on structure 2384
| Woodbridge | Johnson Road | T-Mobile (VoiceStream) | CL&P | utility pole | 88 | 81 |  | E911 upgrade
| Woodbridge | Johnson Road | T-Mobile | CL&P | utility pole | 158 | 160.5 |  | replace 3 existing TMAs with 6 new TMAs |  | original tower replaced with taller transmission monopole structure #24092 as part of Docket 272: Middletown-Norwalk line
| Woodbridge | Johnson Road | T-Mobile | CL&P | utility pole | 148 | 160.5 |  | add 3 new flush-mounted antennas below 3 existing antennas at 158' |  | Remove 3 TMAs from 158' and install 3 RRUs at ground level
| Woodbridge | Johnson Road | AT&T Wireless | Sprint | monopole | 137.5 | 150 | 241 | 12 Allgon 7184.14 panels | 12x20 | Expand fence around building, same tower as 1116 Johnson Road
| Woodbridge | Johnson Road | Nextel | Sprint | monopole | 117 | 150 | 241 | 12 panel antennae | 10x20 | same tower as 1116 Johnson Road
| Woodbridge | Johnson Road | Verizon | Sprint | monopole | 127 | 150 | 241 | 6 PCS antennae, 6 Cellular antennae | 12x30 | Fenced area extended, same tower as 1027 Race Brook Road
| Woodbridge | Johnson Road | Nextel | Sprint | monopole | 117 | 150 | 241 | 9 panel | 12x24 | reinforce tower, same tower as 1027 Race Brook Road
| Woodbridge | Johnson Road | AT&T Wireless | Sprint | monopole | n/a |  | 241 | n/a |  | install new equipment in existing shelter, same tower as 1116 Johnson Road
| Woodbridge | Johnson Road | SNET/Cingular | Sprint | monopole | 102 | 150 | 241 | add up to 12 CSS DUO4-8670 panel antennas, 6 ADC amplifiers, 1 LMU | 11.5x20 | extend fenced compound by 20x28 for equipment shelter
| Woodbridge | Johnson Road | AT&T Wireless | Sprint | monopole | n/a | 150 | 241 | add GPS antenna for E911
| Woodbridge | Johnson Road | Town of Woodbridge | Sprint | monopole | 150 | 150 | 241 | add 1 DB 536 receive-only antenna | 11.5x20
| Woodbridge | Johnson Road | AT&T Wireless | Sprint | monopole | 137.5 | 150 | 241 | remove antennas - no longer in use
| Woodbridge | Johnson Road | Cingular | Sprint | monopole | 102 | 150 | 241 | replace 3 panel antennas |  | add up to 6 diplexers
| Woodbridge | Johnson Road | Pocket (now MetroPCS) | Sprint | monopole | 138 | 150 | 241 | flush mount 3 antennas
| Woodbridge | Johnson Road | Verizon | Sprint | monopole | 126 | 150 | 241 | remove 4 cellular and 6 PCS antennas; replace with 4 new cellular, 6 new PCS and 3 700 MHz antennas
| Woodbridge | Johnson Road | AT&T Wireless | Sprint | monopole | 120 | 150 | 241 | replace 6 of 9 antennas and all 6 TMAs
| Woodbridge | Johnson Road | Sprint | Crown Castle | monopole | 153 | 150 | 241 | replace 6 CDMA antennas with 3 dual-band antennas |  | 4G/LTE upgrade
| Woodbridge | Johnson Road | AT&T | Crown Castle | monopole | n/a | 150 | 241 | n/a |  | install 50 kW diesel generator for backup power | diesel generator
| Woodbridge | Johnson Road | Verizon | Crown Castle | monopole | 127 | 150 | 241 | replace 6 of 12 existing antennas with 3 cellular and 3 AWS antennas
| Woodbridge | Johnson Road | Sprint | Crown Castle | monopole | 150 | 150 | 241 | add 3 new CDMA/LTE antennas to 3 existing ones
| Woodbridge | Johnson Road | T-Mobile | Crown Castle | monopole | 138 | 150 | 241 | install 8 x 1900/2100MHz & 4x600/700MHz antennas & 1x11GHz MW dish; add 4 rru's |  | 4 x TMA's & 14 cables | diesel generator | 25kW with 180hr runtime @ half load | no
Docket No. 388 | Woodbridge | Litchfield Turnpike | AT&T | AT&T | monopole | 167 | 170 | 335 | install 6 panel antennas | 12x20
| Woodbridge | Litchfield Turnpike | AT&T | AT&T | monopole | 155 | 170 | 335 | activate 3 LTE antennas
| Woodbridge | Woodfield Road | Cingular | AT&T/Cingular | monopole | 98 | 100 |  | remove 9 existing antennas, install 3 new ones |  | intall 6 tower mount amplifiers
| Woodbridge | Woodfield Road | Verizon | AT&T/Cingular | monopole | 90 | 100 |  | install 6 cellular and 6 PCS antennas | 12x30
| Woodbridge | Woodfield Road | Clearwire | AT&T/Cingular | monopole | 80 | 100 |  | install 3 panel antennas and 3 microwave dishes
| Woodbridge | Woodfield Road | AT&T | AT&T/Cingular | monopole | 101 | 100 |  | add 3 LTE antennas to 3 existing GSM/UMTS antennas
| Woodbridge | Woodfield Road | Verizon | AT&T/Cingular | monopole | 90 | 100 |  | replace 12 existing antennas with 6 cellular, 3 PCS, and 3 LTE antennas
| Woodbridge | Woodfield Road | Verizon | AT&T/Cingular | monopole | 90 | 100 |  | replace 6 of 12 exisitng antennas with 3 new cellular and 3 new AWS antennas
| Woodbridge | Woodfield Road | AT&T | Crown Castle | monopole | 99 | 100 |  | install 3 RRHs
| Woodbridge | Woodfield Road | AT&T | Crown Castle | monopole | 99 | 100 |  | replace 3 RRHs
Docket No. 44 | Woodbridge | Pease Road | SNET Cellular | SNET Cellular | monopole | 150 | 150 | 324 | (4-6)-whips | 20x24
| Woodbridge | Pease Road | SNET/SCLP | SCLP | monopole | [5 empty] | Transfer of Certificate from SNET to Springwich Cellular Limited Partnership
| Woodbridge | Pease Road | SNET/SCLP | SNET/SCLP | monopole | 150 | 150 | 324 | 6' directional antennas |  | change from 12' omni to 6 directional
| Woodbridge | Pease Road | Nextwave | American Tower | monopole | 130 | 155 | 324 | 3 panel antennas, 3 radio frequency units |  | 1 GPS on BBU (base band unit) Reinforce tower and foundation | BBU
| Woodbridge | Pease Road | Verizon | American Tower | monopole | 143 | 155 | 324 | 12 panel | 12x30 | Reinforce tower and foundation
| Woodbridge | Pease Road | Cingular | American Tower | monopole | 153 | 155 | 324 | replace existing with 6 DUO1417-8686-4-0 antennas, 6 tower mount amplifiers
| Woodbridge | Pease Road | Cingular | American Tower | monopole | 153 | 155 | 324 | remove 6 existing antennas, install 6 new ones |  | install 6 diplexers
| Woodbridge | Pease Road | Verizon | American Tower | monopole | 120 | 155 | 324 | install 12 panel antennas | 12x30 | propane-fueled back up generator | propane generator
| Woodbridge | Pease Road | Pocket (now MetroPCS) | American Tower | monopole | 130 | 155 | 324 | flush mount 3 antennas
| Woodbridge | Pease Road | Verizon | American Tower | monopole | 119 | 155 | 324 | replace 6 existing cellular antennas with 3 new cellular and 3 new 700 MHz antennas
| Woodbridge | Pease Road | AT&T | American Tower | monopole | 155 | 155 | 324 | add 3 LTE antennas to 3 existing GSM and 3 existing UMTS antennas
| Woodbridge | Pease Road | MetroPCS | American Tower | monopole | n/a | 155 | 324 | n/a |  | replace radio cabinet as part of LTE upgrade
| Woodbridge | Pease Road | Verizon | American Tower | monopole | 119 | 155 | 324 | replace 9 of 12 existing antennas with 3 PCS, 3 LTE, and 3 AWS antennas
| Woodbridge | Pease Road | MetroPCS | American Tower | monopole | 130 | 155 | 324 | replace 3 existing antennas with 6 new LTE antennas
| Woodbridge | Pease Road | T-Mobile | American Tower Corporation | monopole | 130 | 155 | 324 | replace 3 antennas with 3 700 MHz antennas
| Woodbridge | Pease Road | AT&T | American Tower | monopole | 153 | 155 | 324 | replace 3 antennas w/ 3 1900 MHz; add 3 RRHs
| Woodbridge | Pease Road | T-Mobile | American Tower | monopole | 128 | 155 | 324 | install 1 x 5GHz antenna
Petition No. 437 | Woodbridge | Park Lane | UI | UI | wood utility pole | 79 | 79 |  | Cell Master Unit | cabinet | replace 30' wood utility pole with 79' wood utility pole
Docket No. 236 | Woodbury | Great Hollow Road | Sprint | Sprint | monopole | 110 | 110 | 590 | n/a | pad | n/a
Petition No. 677 | Woodbury | Great Hollow Road | Cingular | Sprint | monopole | 140 | 140 | 590 | n/a | 12x20 | Petition to raise tower from 110' to 140'
Petition No. 677 | Woodbury | Great Hollow Road | Nextel | Sprint | monopole | 120 | 140 | 590 | n/a | 12x30 | Petition to raise tower from 110' to 140'
Petition No. 677 | Woodbury | Great Hollow Road | Verizon | Sprint | monopole | 130 | 140 | 590 | n/a | 12x30 | Petition to raise tower from 110' to 140'
| Woodbury | Great Hollow Road | Cingular | Sprint | monopole | 140 | 140 | 590 | change from 12 panel antennas w/ 6 TTAs to 6 antenas w/ 12 TTAs
| Woodbury | Great Hollow Road | ALLTEL | Sprint | monopole | n/a | 140 | 590 | n/a | pad | change ground equipment to convert AT&T antennas to Alltel
| Woodbury | Great Hollow Road | T-Mobile | Sprint | monopole | 88 | 140 | 590 | 6 panel antennas | pad
| Woodbury | Great Hollow Road | Verizon | Sprint | monopole | 129 | 140 | 590 | remove 6 Alltel antennas from 97'; replace 6 Verizon PCS antennas with 6 cellular antennas
| Woodbury | Great Hollow Road | Cingular | Sprint | monopole | 140 | 140 | 590 | remove 9 existing antennas, 6 TMAs, and 3 diplexers; install 6 new antennas, 6 TMAs, 6 diplexers |  | UMTS upgrade
| Woodbury | Great Hollow Road | Verizon | Crown Castle | monopole | 129 | 140 | 590 | replace 6 of 12 existing antennas with 3 PCS and 3 LTE antennas
| Woodbury | Great Hollow Road | Sprint | Crown Castle | monopole | 110 | 140 | 590 | replace 6 existing CDMA antennas with 3 quad pole antennas for LTE
| Woodbury | Great Hollow Road | AT&T | Crown Castle | monopole | 118 | 140 | 590 | add 3 multi-band antennas to 3 GSM/UMTS antennas |  | 4G/LTE upgrade
| Woodbury | Great Hollow Road | CL&P | Crown Castle | monopole | 138 | 140 | 590 | install 1 20-ft omni antenna |  | propane-fueled back up generator | propane generator
| Woodbury | Great Hollow Road | AT&T | Crown Castle | monopole | n/a | 140 | 590 | n/a |  | install 50 kW diesel generator for backup power | diesel generator
| Woodbury | Great Hollow Road | Sprint | Crown Castle | monopole | 108 | 140 | 590 | add 3 new LTE antennas to 3 existing ones
| Woodbury | Great Hollow Road | Verizon | Crown Castle | monopole | 129 | 140 | 590 | replace 9 of 12 existing antennas with 3 new 700 MHz, 3 new 850 MHz, and 3 new 2100 MHz antennas
| Woodbury | Great Hollow Road | T-Mobile | Crown Castle | monopole | 87 | 138.5 | 590 | replass 3 antennas and TMAs with 3 new antennas and biass tees
| Woodbury | Great Hollow Road | AT&T | Crown Castle | monopole | top | 138.5 | 590 | replace 3 antennas with 3 700/1900 MHz antennas |  | remove all @ 119'
| Woodbury | Great Hollow Road | AT&T | Crown Castle | monopole | 139 | 139 | 590 | replace 3 antennas; add 3 RRHs
| Woodbury | Great Hollow Road | Sprint | Crown Castle | monopole | 108 | 139 | 590 | install 3 2500 MHz antennas
| Woodbury | Great Hollow Road | AT&T | Crown Castle | monopole | 139 | 139 | 590 | replace 3 w 3 x 700/1900 MHz & install 3 x 700/2100 MHz antennas, add 3 rru's
| Woodbury | Great Hollow Road | T-Mobile | Crown Castle | monopole | 87 | 138.5 | 590 | replace 3 antennas w 3 x 600/700 MHz & add 3 rru's
| Woodbury | Main Street North | AT&T | Sprint | monopole | 130 | 160 |  | 6 Allgon 7250.03 panel antennas |  | equipment cabinets on concrete pad
| Woodbury | Main Street North | Nextel | Sprint | monopole | 140 | 160 |  | add 12 panel antennas | 12x20
| Woodbury | Main Street North | Verizon | Sprint | monopole | 150 | 160 |  | add 12 panel antennas | 12x30
| Woodbury | Main Street North | Cingular | Sprint | monopole | 120 | 160 |  | add up to 12 CSS DUO 1417-8686 panel antennas | 12x20 | also add up to 6 TTAs and up to 3 dual-band combiners
| Woodbury | Main Street North | ALLTEL | Sprint | monopole |  | 160 |  |  | pad | convert ground equipment from AT&T to Alltel signals
| Woodbury | Main Street North | Verizon | Sprint | monopole | 150 | 160 |  | replace 6 existing antennas with 6 LPA-80080/6CF antennas
| Woodbury | Main Street North | Cingular | Sprint | monopole | 120 | 160 |  | replace 6 existing antennas, 6 TMAs, 6 diplexers with 6 new antennas, 6 TMAs, 6 diplexers |  | UMTS upgrade
| Woodbury | Main Street North | Verison | Sprint | monopole | 150 | 160 |  | replace 6 of 12 existing antennas with 3 PCS and 3 LTE antennas
| Woodbury | Main Street North | Sprint | Crown Castle | monopole | 160 | 160 |  | replace 6 existing CDMA antennas with 3 quad pole antennas for LTE
| Woodbury | Main Street North | AT&T | Crown Castle | monopole | 119 | 160 |  | add 3 multi-band antennas to 6 existing GSM/UMTS antennas |  | 4G/LTE upgrade
| Woodbury | Main Street North | Sprint | Crown Castle | monopole | 158 | 160 |  | add 3 new CDMA/LTE antennas to 3 existing ones
| Woodbury | Main Street North | Verizon | Crown Castle | monopole | 150 | 163 |  | replace 6 antennas with 3 1900 and 3 700/2100 MHz antennas
| Woodbury | Main Street North | Sprint | Crown Castle | monopole | 158 | 163 |  | install 3 2500 MHz antennas & 3 RRHs
| Woodbury | Main Street North | AT&T | Crown Castle | monopole | 118 | 163 |  | replace 6 antennas w 3x 700/850/1900/2300 Mhz &3x700/850/2100 MHz antennas ; add 6 rrus | upgrade equipment at ground level
Docket No. 235 | Woodbury | Minortown Road | Sprint | Sprint | monopole | 100 | 100 | 461 |  | pad
Petition No. 678 | Woodbury | Minortown Road | Verizon | Sprint | monopole | 110 | 110 | 461 | three flush-mounted DB932DG65E-M antennas | 12x30 | petition to raise pole 10'; AT&T on at 90'
| Woodbury | Minortown Road | ALLTEL | Sprint | monopole |  | 110 | 461 |  | pad | convert ground equipment to accommodate Alltel
| Woodbury | Minortown Road | New Cingular | Sprint | monopole | 80 | 110 | 461 | install 6 panel antennas | 12x20
| Woodbury | Minortown Road | Verizon | Sprint | monopole | 110 | 110 | 461 | replace 3 existing antennas with 9 new ones
| Woodbury | Minortown Road | Verizon | Crown Castle | monopole | 108 | 110 | 461 | replace 4 of 6 existing antennas with 1 cellular, 3 PCS, and 3 LTE antennas; now 9 total antennas
| Woodbury | Minortown Road | Sprint | Crown Castle | monopole | 100 | 110 | 461 | replace 6 CDMA antennas with 3 dual-band antennas |  | 4G/LTE upgrade
| Woodbury | Minortown Road | AT&T | Crown Castle | monopole | 78 | 110 | 461 | add 3 multi-band antennas to 6 GSM/UMTS antennas |  | 4G/LTE upgrade
| Woodbury | Minortown Road | Sprint | Crown Castle | monopole | 103 | 110 | 461 | add 3 new LTE antennas to 3 existing ones
| Woodbury | Minortown Road | Sprint | Crown Castle | monopole | 100 | 110 | 461 | install 3 2500 MHz antennas & 3 RRHs
| Woodbury | Minortown Road | AT&T | Crown Castle | monopole | 78 | 110 | 461 | replace 6 antennas w 3 x 700/850/1900 MHz &3x700/850/2100 MHz antennas; remoe 3 rrus @ 75ft & install 9 rrus @78ft | upgrade equipment at ground level
Docket No. 183 | Woodbury | Good Hill Road | AT&T | AT&T | monopole |  | 150 | 884
| Woodbury | Good Hill Road | AT&T Wireless | AT&T | monopole | 148 | 150 | 884 | 12-panel Antennas | 12x26 | increase lease area
| Woodbury | Good Hill Road | AT&T | AT&T | monopole | 148 | 150 |  | 3 GSM panel (for PCS) |  | replacement of 3 existing panels
| Woodbury | Good Hill Road | AT&T | AT&T | monopole |  | 150 |  | add GPS antenna for E911
| Woodbury | Good Hill Road | AT&T | AT&T | monopole | 147 | 150 |  | add 3 776QNB120EXM receive only antennas for E911
| Woodbury | Good Hill Road | Verizon | AT&T | monopole | 134 | 150 |  | install 12 DB950G65E-M panel antennas | 12x30
| Woodbury | Good Hill Road | ALLTEL | Litchfield Acquisition Corp | monopole |  | 150 |  |  |  | transfer of certificate
| Woodbury | Good Hill Road | Cingular | AllTel | monopole | 124 | 150 |  | install 6 panel antennas | 12x20
| Woodbury | Good Hill Road | n/a | Verizon | monopole |  | 150 |  | n/a |  | transfer of certificate from Alltel to Verizon
| Woodbury | Good Hill Road | Verizon | Verizon | monopole | 147 | 150 |  | remove 12 Verizon antennas @ 134'; remove 9 Alltel antennas @ 147'; install 6 Verizon PCS and 6 cellular antennas @ 147'
| Woodbury | Good Hill Road | Verizon | Verizon | monopole | 147 | 150 |  | replace 6 of 12 existing antennas with 3 PCS and 3 LTE antennas
| Woodbury | Good Hill Road | AT&T | Verizon | monopole | 124 | 150 |  | add 3 multi-band antennas to 6 existing GSM/UMTS antennas |  | 4G/LTE upgrade
| Woodbury | Good Hill Road | AT&T | Verizon | monopole |  | 150 |  |  |  | install 50 kW diesel generator for backup power | diesel generator
| Woodbury | Good Hill Road | Verizon | Verizon | monopole | top | 150 |  | replace 6 antennas with 3 700/2100 MHz antennas and 3 1900 MHz antennas, install 6 RRHs
| Woodbury | Good Hill Road | AT&T | American Tower | monopole | 124 | 150 |  | install 3 700/1900 MHz antennas; add 3 RRHs
| Woodbury | Good Hill Road | Verizon | American Tower | monopole | 147 | 150 |  | replace 3 antennas w/ 3 700/2100 MHz and 3 850 MHz antennas; add 6 RRHs
| Woodbury | Good Hill Road | Verizon | American Tower | monopole | 147 | 150 |  | replace 6 antennas w 6 x 700/850/1900/2100 MHz antennas; install 6 RRUs
Docket No. 375 | Woodbury | Paper Mill Road | Cingular | Cingular | monopole | 147 | 150 | 526 | install 6 panel antennas | 12x20
| Woodbury | Paper Mill Road | AT&T | AT&T | monopole | 147 | 150 | 526 | add 3 multi-band antennas to 6 GSM/UMTS antennas |  | 4G/LTE upgrade
| Woodbury | Paper Mill Road | AT&T | AT&T | monopole | 147 | 150 | 526 | install 3 RRHs
| Woodstock | Route | Verizon | SBA | self-support lattice | 177 | 180 |  | install 12 panel antennas - 6 PCS and 6 cellular | 12x30
| Woodstock | Route | Verizon | SBA | self-support lattice | 175 | 180 |  | replace 6 of 12 existing antennas with 3 PCS and 3 LTE antennas
| Woodstock | Route | Verizon | SBA | self-support lattice | 175.5 | 180 |  | replace 12 antennas with 3 700, 3 850, 3 1900, and 3 2100 MHz antennas
| Woodstock | Coatney Hill Road | Cingular | MCF | monopole | 188 | 190 |  | up to 12 CSS DUO 1417-8686 panel antennas | 12x20 | also install up to 6 TTAsd and 3 CSS dual-band combiners
| Woodstock | Coatney Hill Road | T-Mobile | MCF | monopole | 178 | 190 |  | install 9 panel antennas | pad
| Woodstock | Coatney Hill Road | Verizon | MCF | monopole | 167 | 190 |  | install 12 antennas - 6 PCS, 6 cellular | 12x30
| Woodstock | Coatney Hill Road | Cingular | MCF | monopole | 187 | 190 |  | remove 9 existing antennas, 6 TMAs, and 3 diplexers; install 6 new antennas, 6 TMAs, 6 diplexers
| Woodstock | Coatney Hill Road | Verizon | MCF | monopole | 167 | 190 |  | replace 6 of 12 existing antennas with 3 PCS and 3 LTE antennas
| Woodstock | Coatney Hill Road | AT&T | SBA | monopole | 187.5 | 190 |  | add 3 multi-band antennas to 6 existing GSM/UMTS antennas |  | 4G/LTE upgrade
| Woodstock | Coatney Hill Road | AT&T | SBA | monopole |  | 190 |  |  |  | install 50 kW diesel generator for backup power | diesel generator
| Woodstock | Coatney Hill Road | T-Mobile | SBA | monopole | 177 | 190 |  | install 3 LTE antennas & 3 Smart Bias Tees
| Woodstock | Coatney Hill Road | Verizon | SBA | monopole | 167 | 190 |  | replace 12 antennas with 3 700, 3 850, 3 1900, and 3 2100 MHz antennas
| Woodstock | Coatney Hill Road | T-Mobile | SBA | monopole | 177 | 190 |  | replace 6 antennas w 3x600/700 MHz &3x1900 MHz antennas
Docket No. 369 | Woodstock | Sherman Road | Verizon | Verizon | monopole | 137 | 140 | 904.5 | install 6 LPA-80080/6CF cellular antennas and 6 LPA-185080/12CT PCS antennas | 12x30
| Woodstock | Sherman Road | Cingular | Verizon | monopole | 127 | 140 | 904.5 | install 9 panel antennas | 12x20
| Woodstock | Sherman Road | AT&T | Verizon | monopole | 127 | 140 | 904.5 | add 3 multi-band antennas to 6 existing GSM/UMTS antennas |  | 4G/LTE upgrade
| Woodstock | Sherman Road | AT&T | Verizon | monopole | 127 | 140 | 904.5 | add 6 remote radio heads to 9 existing antennas
| Woodstock | Sherman Road | Verizon | Verizon | monopole | 137 | 140 | 904.5 | replace 9 of 12 existing antennas with 3 850 MHz antennas, 3 1900 MHz antennas, and 3 2100 MHz antennas
| Woodstock | Sherman Road | Verizon | American Tower | monopole | 137 | 140 | 904.5 | replace 3 ant w/ 3 700 MHz; replace 3 RRHs; add 6 RRHs
| Woodstock | Sherman Road | AT&T | Verizon | monopole | 127 | 140 | 904.5 | replace 6 antenna w 3x700/850/2100/5G 850 MHz & 3 x 700/1900 MHz antennas; replace 6 rru's
Dockt No. 397 | Woodstock | Prospect Street | Verizon | Verizon | monopole | 160 | 160 | 522 | install 15 antennas | 12x30 |  | diesel generator
| Woodstock | Prospect Street | Verizon | Verizon | monopole | 160 | 160 | 522 | install 12 antennas instead of 15 approved antennas: 3 cellular, 3 PCS, 3 AWS, and 3 LTE
| Woodstock | West Quasset Road | CONN-2 | Harold Bishop | self-support lattice | 139 | 150 | 565 | 2 omni-directional whips | 12x21 | antennas and equipment bldg installed
| Woodstock | West Quasset Road | BAM | Harold Bishop | self-support lattice | 134 | 150 | 565 | 2- PD-1110R type antenna |  | Replace Antennas
Docket No. 415 | Woodstock | West Quasset Road | Verizon | Quasset Hill Farm LLC/Cellco | monopole | 147 | 150 | 692 | install 15 panel antennas | 12x24 | replacement tower for ssl tower listed at same address | diesel generator
| Woodstock | West Quasset Road | AT&T | Quasset Hill Farm LLC/Cellco | monopole | 138 | 150 | 692 | install 12 panel antennas | 12x20
| Woodstock | West Quasset Road | Verizon | American Tower | monopole | 149 | 150 | 692 | replace 15 ant w/ 3 700/2100 MHz, 3 1900 MHz, 9 850 MHz ant; add 9 RRHs
| Woodstock | West Quasset Road | AT&T | American Tower Corporation | monopole | 138 | 150 | 692 | install 3 RRHs
Docket No. 43 | Woodstock | Perrin Road | Tele-Media | Tele-Media | guyed-lattice | 65 | 60 | 810 | 1-10' parabolic antenna @65 | 9'x9'
Petition No. 142 | Woodstock | Perrin Road | Tele-Media | Tele-Media | guyed-lattice | 75 | 80 | 810 |  |  | Add 20' to an existing 60' tower
Docket No. 423 | Woodstock | Route | AT&T | North Atlantic Towers | monopole | 105 | 110 | 799 | install up to 12 antennas | 11x20 |  | diesel generator | 210-gallon/48-hour capacity
| Woodstock | Route |  | American Towers LLC | monopole |  | 110 |  |  |  | Transfer of Certificate
| Woodstock | Route | Verizon | American Tower Corporation | monopole | 95 | 110 | 79 | install 12 antennas and 9 RRHs | 10' x 20' pad | tower share | diesel generator | 15 kW
Petition No. 1119 | Woodstock | Route | Verizon | Verizon | monopole | 30 | 30 |  | install 3 "small cell" antennas on three replacement poles on fairgrounds |  | at Woodstock Fairgrounds
| Woodstock | Route | Verizon | Verizon | monopole | 30 | 30 |  | replace existing antennas on all 3 poles with newer model small cells at same heights; replace 4 RRHs
Transfer of Certificate from SNET to Springwich Cellular Limited Partnership
|  |  | LAC = Litchfield Aquisition Corporation |  | o=other
|  |  | DOT = Department of Transportation |  | monopole-int = monopoleonopole with interior monopoleounted antennas
(default sorting: B>C>T) |  |  | DPS = Department of Public Safety |  | utility pole=powermonopoleount/pipe extension
|  |  | DEP = Department of Environmental Protection |  | monopole = monopoleonopole
|  |  | SNET = Southern New England Telephone |  | bmonopole = building monopoleount
|  |  | NU = Northeast Utilities |  | guyed-lattice = guyed lattice
|  |  | BAM =Bell Atlantic Mobile (now Verizon) |  | gmonopole = guyed monopoleonopole
CL&P = Connecticut Light and Power (now Eversource)
NECS = Nuclear Emergency Communication System
|  |  | Nextel = Nextel Communications |  | AcCELLerator = Transmonopoleission Tower
|  |  | Omni = OmniPoint/VoiceStream (now T-Mobile) |  | tmonopole = transmonopoleission monopoleonopole
|  |  | SBA = SBA Towers Inc |  | sc = smonopoleall cell site
|  |  | SCLP = Springwich Cellular Limited Partnership (now AT&T) |  | self-support lattice= self supporting lattice
|  |  | Sprint = Sprint Spectrum L.P. |  | water tank = water tank
|  |  | UI = United Illuminating |  | water tank/bmonopole = buiding monopoleounted water tank
self-support lattice/utility pole = self supporting lattice transmonopoleission tower with pipe extension
Note on C10131: Ifeanyi Nwankwo: Address changed per petitioner and confirmed with Town GIS property card.

## Compatibility Report
Compatibility Report for Exmd111512.xls
Run on 11/19/2012 15:36
The following features in this workbook are not supported by earlier versions of Excel. These features may be lost or degraded when opening this workbook in an earlier version of Excel or if you save this workbook in an earlier file format.
Minor loss of fidelity | # of occurrences | Version
Some cells or styles in this workbook contain formatting that is not supported by the selected file format. These formats will be converted to the closest format available. | 9 | Excel 97-2003