## Sheet1
Last Updated April 1, 2026
Item_Number | Weighted_Avg | Description | Unit | Item_Class | Spec_Yr
0000099 |  | REMOVE OBSTRUCTION LIGHT | ea. | ELEC | 11
0000105 |  | 2 WAY - 4" SCHEDULE 40 PVC DUCT BANK | l.f. | UTIL | 11
0000106 |  | 4 WAY - 4" SCHEDULE 40 PVC DUCT BANK | l.f. | UTIL | 11
0000107 |  | 2 WAY - 4" SCHEDULE 40 PVC CONDUIT IN TRECH | l.f. | UTIL | 11
0000109 |  | 2'' SCHEDULE 40 PVC CONDUIT | l.f. | ELEC | 11
0000114 |  | TAXIWAY EDGE LIGHTS BASE MOUNTED | ea. | ELEC | 11
0000115 |  | TAXIWAY EDGE LIGHTS SEMI-FLUSH | ea. | ELEC | 11
0000116 |  | RUNWAY EDGE LIGHTS BASE MOUNTED | ea. | ELEC | 11
0000117 |  | RUNWAY EDGE LIGHTS SEMI FLUSH | ea. | ELEC | 11
0000123 |  | RUNWAY THRESHOLD LIGHTS (SEMI-FLUSH) | ea. | ELEC | 11
0000125 |  | GROUNDING RODS | l.f. | ELEC | 11
0000126 | 270.00 | GROUNDING RODS | ea. | ELEC | 11
0000130 |  | REMOVAL OF WOOD POLES | ea. | RMVL | 11
0000134 |  | REMOVE GUIDANCE SIGN | ea. | RMVL | 11
0000135 |  | REMOVE TAXIWAY AND RUNWAY EDGE LIGHTS | ea. | RMVL | 11
0000143 |  | CONSTANT CURRENT REGULATOR | ea. | ELEC | 11
0000146 |  | REMOVE GUIDANCE SIGN FOUNDATION | ea. | RMVL | 11
0000159 |  | 2" SCHEDULE 40 PVC CONDUIT IN TRENCH | l.f. | ELEC | 11
0000167 |  | BLAST FENCE | l.f. | FENC | 11
0000168 |  | GLYCOL STORAGE TANK | ea. | UTIL | 11
0000172 |  | ROADWAY DEICING SYSTEM | LS | UTIL | 11
0000173 |  | NEW TERMINAL - UTILITY RELOCATIONS AND PARTIAL BUILDING FOUNDATION CONSTRUCTION | LS | UTIL | 11
0000186 |  | LIGHTING FIXTURE REMOVAL | ea. | ELEC | 11
0000291 |  | ENGINEERED MATERIAL ARRESTING SYSTEM (SITE NO. 1) | LS | INCD | 11
0000292 |  | ENGINEERED MATERIAL ARRESTING SYSTEM (SITE NO. 2) | LS | INCD | 11
0000300 |  | ENGINEERED MATERIAL ARRESTING SYSTEM (EMAS) | LS | INCD | 11
0000308 |  | FURNISH AND INSTALL BAT HOUSE | ea. | INCD | 11
0000309 | 50,000.00 | FURNISH AND INSTALL AVIAN NESTING BOX | ea. | INCD | 11
0000310 | 800.00 | BIRD SPIKE | l.f. | INCD | 11
0000311 |  | BIRD HOUSE | ea. | INCD | 11
0000312 |  | FURNISH AND INSTALL BIRD CONTROL SYSTEM | LS | INCD | 11
0000313 |  | BIRD CONTROL SYSTEM REPAIRS (ESTIMATED COST) | est. | UTIL | 11
0000315 |  | REMOVE AND REINSTALL MALSR LIGHT FIXTURES | LS | ELEC | 11
0000316 |  | TESTING OF F.A.A. NAVIGATIONAL AIDS | LS | AVIA | 11
0000349 |  | 4" PVC DUCT BANKS - 8 DUCTS | l.f. | ELEC | 11
0000352 |  | 4" PVC DUCT BANKS - 3 DUCTS | l.f. | ELEC | 11
0000353 |  | 4" PVC DUCT BANKS - 9 DUCTS | l.f. | ELEC | 11
0000354 |  | 4" PVC DUCT BANKS - 12 DUCTS | l.f. | ELEC | 11
0000357 |  | 4" RGS DUCT BANKS - 2 DUCTS | l.f. | ELEC | 11
0000359 |  | 5" PVC DUCT BANKS - 12 DUCTS | l.f. | ELEC | 11
0000360 |  | SKID MOUNTED SALT BRINE MAKER TANK | ea. | AVIA | 11
0000361 |  | AIRFIELD LIGHTING VAULT | LS | AVIA | 11
0000372 |  | TEMPORARY RELOCATION OF FIRE EQUIPMENT (ESTIMATED COST) | est. | AVIA | 11
0000377 |  | ELECTRICAL DUCT BANK, 8-4" CONCRETE ENCASED PVC IN TURF | l.f. | ELEC | 11
0000379 |  | SYSTEM INTEGRATOR | LS | RAIL | 11
0000380 |  | TERMINAL BUILDING RENOVATION | LS | AVIA | 11
0000381 | 150,000.00 | TEMPORARY RAILROAD ACCOMMODATION | LS | AVIA | 11
0000383 |  | ELECTRICAL DUCT BANK, 8-4" CONCRETE ENCASED PVC IN PAVEMENT | l.f. | ELEC | 11
0000384 |  | ELECTRICAL CONDUITS, 4-4" RGSC IN TURF | l.f. | ELEC | 11
0000389 |  | REMOVE AND REINSTALL ELEVATED RUNWAY HIGH INTENSITY THRESHOLD/ END LIGHTS | ea. | AVIA | 11
0000398 |  | RUNWAY/TAXIWAY EDGE LIGHT BASE | ea. | ELEC | 11
0000407 |  | L-862E ELEVATED RUNWAY THRESHOLD LIGHT | ea. | ELEC | 11
0000416 |  | RUNWAY END IDENTIFIER LIGHT | ea. | ELEC | 11
0000419 | 854.00 | GROUND ROD JUNCTION BOX | ea. | ELEC | 11
0000425 |  | REMOVE THRESHOLD LIGHT | ea. | ELEC | 11
0000431 |  | TEMPORARY BATTERY OPERATED RED LIGHT | ea. | ELEC | 11
0000432 |  | TEMPORARY ELEVATED RUNWAY THRESHOLD LIGHT | ea. | ELEC | 11
0000460 |  | 600V COPPER NO. 10 AWG | l.f. | ELEC | 11
0000461 |  | 600V COPPER WIRE NO. 8 AWG | l.f. | ELEC | 11
0000462 |  | 600V COPPER WIRE NO. 6 AWG | l.f. | ELEC | 11
0000463 |  | 600V COPPER WIRE NO. 4 AWG | l.f. | ELEC | 11
0000464 |  | 600V COPPER WIRE NO. 3 AWG | l.f. | ELEC | 11
0000472 |  | 1/C NO. 8 - 5KV(L-824) CABLE IN CONDUIT | l.f. | ELEC | 11
0000474 |  | 1/C NO. 8 - 5KV CABLE (L-824) IN TRENCH | l.f. | ELEC | 11
0000523 | 24.87 | 600V COPPER WIRE NO. 500KCMIL | l.f. | ELEC | 11
0000538 |  | REMOVAL AND DISPOSAL OF 5 KV LIGHTING CABLE | l.f. | ELEC | 11
0000542 |  | L-810 DOUBLE OBSTRUCTION LIGHT | ea. | ELEC | 11
0000544 |  | 4 WAY, PHONE DUCT | l.f. | UTIL | 11
0000545 |  | 5" P.V.C DUCT BANKS- 2 DUCTS | l.f. | ELEC | 11
0000546 |  | 5" P.V.C DUCT BANKS- 4 DUCTS | l.f. | ELEC | 11
0000547 | 900.00 | 5" P.V.C DUCT BANKS- 6 DUCTS | l.f. | ELEC | 11
0000548 | 350.00 | 5" P.V.C DUCT BANKS- 3 DUCTS | l.f. | ELEC | 11
0000554 |  | 600V COPPER WIRE NO.2 AWG | l.f. | ELEC | 11
0000557 |  | SECONDARY SERVICE CONNECTION | ea. | ELEC | 11
0000578 |  | 2" PVC DUCT BANKS - 1 DUCT | l.f. | ELEC | 11
0000579 |  | 2'' PVC DUCT BANKS - 2 DUCTS | l.f. | ELEC | 11
0000580 |  | 4'' PVC DUCT BANKS - 1 DUCT | l.f. | ELEC | 11
0000581 |  | 4'' PVC DUCT BANKS - 2 DUCTS | l.f. | ELEC | 11
0000582 |  | 4'' PVC DUCT BANKS - 4 DUCTS | l.f. | ELEC | 11
0000583 |  | 5'' PVC DUCT BANKS - 1 DUCT | l.f. | ELEC | 11
0000584 |  | 3" PVC DUCT BANKS - 4 DUCTS | l.f. | ELEC | 11
0000585 |  | 3" PVC DUCT BANKS - 3 DUCTS | l.f. | ELEC | 11
0000587 |  | GUIDANCE SIGN CONTROL BOARD | ea. | ELEC | 11
0000588 |  | GUIDANCE SIGN TRANSFORMER | ea. | ELEC | 11
0000590 |  | 3'' PVC DUCT BANKS - 1 DUCT | l.f. | ELEC | 11
0000591 |  | 3'' PVC DUCT BANKS - 2 DUCTS | l.f. | ELEC | 11
0000592 |  | 5" PVC DUCT BANKS - 3 DUCTS | l.f. | ELEC | 11
0000593 |  | 2" PVC DUCT BANKS - 4 DUCTS | l.f. | ELEC | 11
0000595 |  | PHONE DUCT | l.f. | UTIL | 11
0000596 | 12,000.00 | DUCT BANK CONNECTION TO EXISTING MANHOLE | ea. | ELEC | 11
0000597 |  | 4" PVC DUCT BANKS - 6 DUCTS | l.f. | ELEC | 11
0000599 | 300.00 | NO. 1/0 15 KV SHIELDED COPPER CABLE | l.f. | ELEC | 11
0000614 |  | RUNWAY AND TAXIWAY PAINTING (RED) | s.f. | PVMK | 11
0000620 |  | TEMPORARY RUNWAY AND TAXIWAY PAINTING | s.f. | PVMK | 11
0000621 |  | RUNWAY AND TAXIWAY PAINTING | s.f. | PVMK | 11
0000631 |  | MODIFY EXISTING RUNWAY THRESHOLD LIGHTS (SEMI-FLUSH) | ea. | ELEC | 11
0000660 |  | 6" PVC DUCT BANKS - 4 DUCTS | l.f. | ELEC | 11
0000670.04 |  | 2" PVC DUCT BANKS - 4 DUCTS | l.f. | ELEC | 11
0000671.04 |  | 2-1/2" PVC DUCT BANKS - 4 DUCTS | l.f. | ELEC | 11
0000672.04 |  | 3" PVC DUCT BANKS - 4 DUCTS | l.f. | ELEC | 11
0000673.04 |  | 4" PVC DUCT BANKS - 4 DUCTS | l.f. | ELEC | 11
0000673.15 |  | 4" PVC DUCT BANKS - 15 DUCTS | l.f. | ELEC | 11
0000674.08 |  | 5" PVC DUCT BANKS - 8 DUCTS | l.f. | ELEC | 11
0000674.18 |  | 5" PVC DUCT BANKS - 18 DUCTS | l.f. | ELEC | 11
0000675.02 | 500.00 | 6" PVC DUCT BANKS - 2 DUCTS | l.f. | ELEC | 11
0000675.06 |  | 6" PVC DUCT BANKS - 6 DUCTS | l.f. | ELEC | 11
0000675.08 |  | 6" PVC DUCT BANKS - 8 DUCTS | l.f. | ELEC | 11
0000675.12 |  | 6" PVC DUCT BANKS - 12 DUCTS | l.f. | ELEC | 11
0000675.18 |  | 6" PVC DUCT BANKS - 18 DUCTS | l.f. | ELEC | 11
0000726 |  | RELOCATE CONSTRUCTION BARRICADE | ea. | AVIA | 11
0000756 | 17,110.00 | DRAINAGE STRUCTURE REPAIR | LS | DRAN | 11
0000772 |  | DOWN GUY ASSEMBLIES | ea. | AVIA | 11
0000800 |  | HARMONIC FILTER EQUIPMENT | LS | AVIA | 11
0000801 |  | SECONDARY OIL CONTAINMENT SYSTEM | LS | AVIA | 11
0000802 |  | TRACTION POWER TRANSFORMER | ea. | ELEC | 11
0000803 |  | DUCTBANKS, MANHOLES, HANDHOLES AND PULLBOXES | LS | ELEC | 11
0000804 | 325,000.00 | GROUNDING, BONDING AND RAIL RETURN SYSTEM | LS | ELEC | 11
0000805 |  | SUPPLY STATION ENCLOSURE | LS | ELEC | 11
0000806 |  | 38 KV HIGH VOLTAGE SWITCHGEAR | LS | ELEC | 11
0000807 |  | HARMONIC FILTER EQUIPMENT FOUNDATION | LS | AVIA | 11
0000808 |  | SUBSTATION FOUNDATION | LS | AVIA | 11
0000809 |  | TRANSFORMER FOUNDATION | LS | AVIA | 11
0000810 |  | 27 KV SYSTEM SURGE ARRESTER | ea. | ELEC | 11
0000811 |  | 115 KV SYSTEM SURGE ARRESTER | ea. | ELEC | 11
0000812 |  | SUBSTATION FOUNDATION CABLE VAULT | LS | AVIA | 11
0000901 |  | SEEDING | acre | LAND | 11
0000905 |  | TOPSOILING | c.y. | LAND | 11
0000908 |  | MULCHING | s.y. | LAND | 11
0000914 |  | GUIDERAIL AND HANDRAILING | l.f. | GDRL | 11
0000950 |  | NEMA 4X MOTOR CIRCUIT SWITCH (600 VAC) | ea. | ELEC | 11
0000951 |  | NEMA 4X HEAVY DUTY SAFETY SWITCH (250 VAC) | ea. | ELEC | 11
0000952 |  | NEMA 4X HEAVY DUTY SAFETY SWITCH (600 VAC) | ea. | ELEC | 11
0000953 |  | NEMA 12 HEAVY DUTY SAFETY SWITCH (600 VAC) | ea. | ELEC | 11
0000955 |  | NEMA 4X WIREWAY | ea. | ELEC | 11
0000985 | 190,958.82 | TRACK MONITORING | LS | AVIA | 11
0000986 | 4,475,000.00 | INSTALLATION DRAWINGS | LS | INCD | 11
0001080 | 4,655.76 | JUNCTION BOX | ea. | ELEC | 11
0001083 |  | 1/C NO. 8-5 KV CABLE IN CONDUIT | l.f. | ELEC | 11
0001086 |  | 1/C BARE NO. 6 COUNTERPOISE IN TRENCH | l.f. | ELEC | 11
0001087 |  | 1/C BARE NO. 6 COUNTERPOISE IN CONDUIT | l.f. | ELEC | 11
0001102 |  | GUIDANCE SIGN L858 LENGTH 2, SIZE 3 STYLE 5, CLASS 2 | ea. | SIGN | 11
0001103 |  | GUIDANCE SIGN L858 LENGTH 3, SIZE 3 STYLE 5, CLASS 2 | ea. | SIGN | 11
0001111 |  | GUIDANCE SIGN L858 LENGTH 1, SIZE 2 STYLE 5, CLASS 2 | ea. | SIGN | 11
0001112 |  | GUIDANCE SIGN L858 LENGTH 2, SIZE 2 STYLE 2, CLASS 2 | ea. | SIGN | 11
0001113 |  | GUIDANCE SIGN L858 LENGTH 3, SIZE 2 STYLE 2, CLASS 2 | ea. | SIGN | 11
0001117 |  | REMOVE ELECTRICAL AIRFIELD BASE | ea. | SIGN | 11
0001118 | 75.00 | REMOVE DUCT BANK | l.f. | ELEC | 11
0001119 |  | 1/C NO. 6 AWG 5 KV SHIELDED CABLE | l.f. | ELEC | 11
0001120 |  | AIRFIELD ELECTRICAL BASE TOP | ea. | SIGN | 11
0001121 |  | 500 KCMIL,25KV SHIELDED COPPER CABLE | l.f. | ELEC | 11
0001122 |  | 500 KCMIL,35KV SHIELDED COPPER CABLE | l.f. | ELEC | 11
0001130 |  | 500 KCMIL,15KV SHIELDED COPPER CABLE | l.f. | ELEC | 11
0001135 |  | NO. 16 COPPER CABLE | l.f. | ELEC | 11
0001139 |  | 750KCMIL,35KV SHIELDED COPPER CABLE | l.f. | ELEC | 11
0001140 |  | 600V COPPER WIRE NO. 1/0 AWG | l.f. | ELEC | 11
0001142 |  | 50 PAIR NO. 18 AWG SHIELDED, 600V | l.f. | ELEC | 11
0001144 |  | 12 CONDUCTOR 10 AWG CONTROL CABLE | l.f. | ELEC | 11
0001150 |  | SIGN PANEL | ea. | SIGN | 11
0001154 |  | REPLACE EXISTING SIGN PANEL | ea. | SIGN | 11
0001158 |  | REPLACE GUIDANCE SIGN (EXISTING PANEL TO REMAIN) | ea. | SIGN | 11
0001159 |  | REPLACE GUIDANCE SIGN AND PANEL | ea. | SIGN | 11
0001250 |  | P. A. P. I. SYSTEM | ea. | AVIA | 11
0001630 |  | RELOCATE CHAIN LINK FENCE | l.f. | FENC | 11
0001PARA |  | MINOR ITEM ALLOWANCE PARAMETRIC ITEM | LS |  | 11
0003PARA |  | STRUCTURAL STEEL INFLATION PARAMETRIC ITEM | LS | STRS | 11
0004020 |  | TAXIWAY EDGE LIGHTS (L-861T) | ea. | ELEC | 11
0004021 |  | TAXIWAY EDGE LIGHTS L-862 | ea. | ELEC | 11
0004023 |  | INSET RUNWAY THRESHOLD LIGHT L-850D | ea. | ELEC | 11
0004PARA |  | METALLIZING STRUCTURAL STEEL INFLATION PARAMETRIC ITEM | LS | STRS | 11
0007011 |  | 18'' RCP CLASS V | l.f. | DRAN | 11
0007012 |  | 24'' RCP CLASS V | l.f. | DRAN | 11
0007014 |  | 15" R.C. PIPE CLASS V | l.f. | DRAN | 11
0007020 |  | LINER SYSTEM MODIFICATIONS | LS | ENVR | 11
0007509 |  | PRECAST CONCRETE MANHOLE (TYPE VI) | ea. | UTIL | 11
0007514 |  | SPECIAL CATCH BASIN | ea. | TBD | 11
0020762 |  | SEDIMENT HANDLING | c.y. | ENVR | 11
0020763 | 107.06 | DISPOSAL OF SEDIMENTS | ton | ENVR | 11
0020764 |  | HANDLING AND TRANSPORT OF DRILL SPOIL | c.y. | ENVR | 11
0020765 | 50.89 | GUANO ABATEMENT | c.f. | ENVR | 11
0020766 |  | RODENT INTEGRATED PEST MANAGEMENT (ESTIMATED COST) | est. | ENVR | 11
0020800 |  | ASBESTOS ABATEMENT (ESTIMATED COST) | est. | ENVR | 11
0020801 | 49,267.00 | ASBESTOS ABATEMENT | LS | ENVR | 11
0020802 |  | DIESEL PARTICULATE FILTER (ESTIMATED COST) | est. | ENVR | 11
0020804 |  | REMOVAL OF ASBESTOS | s.f. | ENVR | 11
0020805 | 492.13 | HANDLING ASBESTOS CONTAMINATED SOIL | c.y. | ENVR | 11
0020806 | 300.00 | DISPOSAL OF ASBESTOS CONTAMINATED SOIL | ton | ENVR | 11
0020807 |  | DEWATERING AND SOLIDIFICATION OF ASBESTOS CONTAMINATED SOIL AND SEDIMENT | ton | ENVR | 11
0020808 | 230,000.00 | DUST AND ASBESTOS FIBER CONTROL | LS | ENVR | 11
0020900 |  | LEAD ABATEMENT (ESTIMATED COST) | est. | ENVR | 11
0020901 |  | LEAD ABATEMENT | LS | ENVR | 11
0020902 | 44,066.67 | LEAD COMPLIANCE FOR BUILDING RENOVATION AND DEMOLITION | LS | PANT | 11
0020903 | 24,382.26 | LEAD COMPLIANCE FOR MISCELLANEOUS EXTERIOR TASKS | LS | PANT | 11
0020904 |  | LEAD COMPLIANCE FOR ABRASIVE BLAST CLEANING | LS | PANT | 11
0020905 | 97,692.68 | LEAD COMPLIANCE FOR ABRASIVE BLAST CLEANING AND MISCELLANEOUS TASKS | LS | PANT | 11
0020910 |  | HAZARDOUS LEAD DEBRIS | c.y. | ENVR | 11
0062680 |  | TACTILE WARNING STRIP | l.f. | TRFP | 11
0063413 |  | STATION DEMOLITION | LS | RMVL | 11
0063416 |  | ROOF REPLACEMENT AT CENTRALIZED GROUNDWATER TREATMENT FACILITY | LS | FACL | 11
0063474 |  | SANDING PLATFORM MODIFICATION | LS | TBD | 11
0063475 |  | ALUMINUM FRAMED WINDSCREENS | s.f. | FACL | 11
0063500 |  | BUILDING SITE IMPROVEMENTS | LS | INCD | 11
0063510 | 38,394,070.60 | RAIL FACILITY UPGRADE | LS | TRNS | 11
0063511 |  | INTEGRAL ALUMINUM STAIR TREADS, RISERS AND NOSINGS | ea. | FACL | 11
0063512 |  | STAIR STRUCTURES | LS | FACL | 11
0063513 |  | PLATFORM, STAIRS & PEDESTRIAN BRIDGE, LIGHTING, POWER AND FIRE | LS | FACL | 11
0063515 |  | RAILROAD TRACK RELOCATION | l.f. | TRNS | 11
0063520.20 |  | No. 20 TANGENTIAL HIGH SPEED CROSSOVERS | LS | TRNS | 11
0063521 |  | RAIL FACILITY UPGRADE SITE NO. 1 | LS | TRNS | 11
0063523 |  | RAIL FACILITY UPGRADE SITE NO. 3 | LS | TRNS | 11
0063524 |  | RAIL FACILITY UPGRADE SITE NO. 4 | LS | TRNS | 11
0063524.01 |  | RAIL FACILITY UPGRADE (SITE NO. 1) | LS | TRNS | 11
0063524.02 |  | RAIL FACILITY UPGRADE (SITE NO. 2) | LS | TRNS | 11
0063524.05 |  | RAIL FACILITY UPGRADE (SITE NO. 5) | LS | TRNS | 11
0063524.06 |  | RAIL FACILITY UPGRADE (SITE NO. 6) | LS | TRNS | 11
0063525 |  | WHG-SHOCK FREE BUMPER POST REBAB SUPPORT RAILS | ton | TRNS | 11
0063526 |  | DERAIL | l.f. | TRNS | 11
0063527 | 4,000.00 | DERAIL | ea. | TRNS | 11
0063528 | 8,500.00 | WHG-SHOCK FREE BUMPER POST REBAB SUPPORT RAILS | ea. | TRNS | 11
0063532 | 18,000.00 | CONTROL CABINET | ea. | FACL | 11
0063536 |  | BATTERY BACKUP SYSTEM | ea. | FACL | 11
0063538 |  | WORKSTATION | ea. | FACL | 11
0063786 |  | STORAGE AND SECURITY OF PROCURED MATERIALS | mo. | INCD | 11
0063787 |  | UNLOAD, HANDLE AND STACK PROCURED MATERIALS | LS | INCD | 11
0063788 |  | EXPEDITED FABRICATION/DELIVERY OF MATERIALS (ESTIMATED COST PLUS) | est. | INCD | 11
0063999 |  | ARCHITECTURAL SALVAGE | LS | FACL | 11
0069326 |  | REPLACEMENT OF WOOD SIDING | s.f. | FACL | 11
0069327 |  | CLEAN BRICK MASONRY | LS | FACL | 11
0069557 |  | TRANSLUCENT ROOF PANELS | s.f. | FACL | 11
0069558 |  | TRANSLUCENT WALL PANELS | s.f. | FACL | 11
0069560 |  | ARCHITECTURAL CEILING PANELS | LS | FACL | 11
0071040 |  | WAREHOUSE AND ADJACENT SITE IMPROVEMENTS | LS | FACL | 11
0090001 |  | SANDY POCKET | ea. | ENVR | 11
0090002 |  | ENCASE STEEL BASE IN CONCRETE | ea. | FACL | 11
0090003 |  | REPLACE CONCRETE TOPPING | ea. | FACL | 11
0090004 |  | GROUT FILL | ea. | FACL | 11
0090007 |  | REPAIR BASE PLATE | ea. | FACL | 11
0090009 |  | WATERSHED REPLACEMENT | ea. | FACL | 11
0090010 |  | REMOVE OVERGROWN VEGETATION | ea. | FACL | 11
0090011 | 75.00 | REPAIR ANCHOR BOLT | ea. | FACL | 11
0090015 |  | PAINT CONCRETE FOUNDATION | ea. | FACL | 11
0090017 |  | REPLACE CORRODING/MISSING LACING BARS | ea. | FACL | 11
0090022 |  | REMOVE DIRT AND DEBRIS | ea. | FACL | 11
0090025 | 210,000.00 | DEMOLITION | LS | RMVL | 11
0090028 | 60,000.00 | CATENARY POLE FOUNDATION TYPE A | ea. | STRC | 11
0090030 |  | CATENARY ATTACHMENT TO EXISTING WALL/STRUCTURE | LS | TRNS | 11
0090033 |  | CATENARY GUY ROCK ANCHOR | ea. | TRNS | 11
0090037 | 6,900.00 | DOWN GUYS | ea. | TRNS | 11
0090040 |  | STAND-OFF INSULATORS | ea. | TRNS | 11
0090041 |  | STATION POST INSULATORS | ea. | TRNS | 11
0090042 |  | CATENARY SYSTEMS | l.f. | TRNS | 11
0090043 |  | SUSPENSION INSULATORS | ea. | TRNS | 11
0090045 | 688.00 | AERIAL GROUND WIRE SYSTEMS | l.f. | ELEC | 11
0090046 | 31,000.00 | STAGGER/HEIGHT GAUGE | LS | TRNS | 11
0090050 | 81,000.00 | HIGH SPEED SECTION INSULATORS | ea. | TRNS | 11
0090054 |  | REPAIR FOUNDATION WITH REINFORCED CONCRETE | ea. | STRC | 11
0090055 |  | REPAIR FOUNDATION CRACKS WITH EPOXY INJECTION | ea. | STRC | 11
0090056 |  | WATERSHED REMOVAL | ea. | ENVR | 11
0090057 |  | REMOVE LACING BAR | ea. | TRNS | 11
0090058 |  | BRIDGE PLATE | est. | TRNS | 11
0090059 | 35,000.00 | BRIDGE PLATE | ea. | TRNS | 11
0090060 | 2,500.00 | BRIDGE PLAQUE | ea. | TRNS | 11
0090061 | 2,500.00 | ERECTION/REMOVAL CYCLE - BRIDGE PLATE | ea. | TRNS | 11
0090062 | 6,200.00 | BRASS PLAQUE | LS | TRNS | 11
0090066 |  | DRIP SHIELDS | l.f. | TRNS | 11
0090067 |  | INSTALL ANCHOR BOLT WATERSHED | ea. | TRNS | 11
0090070 | 44,000.00 | INSPECTION AND TESTING | LS | TRNS | 11
0090071 |  | INSTALL ANCHOR BOLT FOR EB-1 FOUNDATION | ea. | TRNS | 11
0090072 |  | REMOVE AND SALVAGE BALLAST WASHER | LS | TRNS | 11
0090073 |  | CABLE SUPPORT MESSENGER WIRE | l.f. | TRNS | 11
0090074 |  | TRACTION POWER DISTRIBUTION SYSTEM | l.f. | TRNS | 11
0090075 |  | GUY ASSEMBLIES | ea. | TRNS | 11
0090076 | 320.00 | MODIFICATIONS AND ADDITIONS TO EXISTING CATENARY SYSTEMS | l.f. | TRNS | 11
0090077 |  | LOW SPEED SECTION INSULATORS - BRIDGING | ea. | TRNS | 11
0090078 |  | LOW SPEED SECTION INSULATORS - NON-BRIDGING | ea. | TRNS | 11
0090079 |  | MODIFICATIONS AND ADDITIONS TO EXISTING CATENARY SYSTEMS | LS | TRNS | 11
0090083 | 1,042,500.00 | EXISTING CATENARY SYSTEMS SURVEY | LS | TRNS | 11
0090086 | 3,000.00 | REMOVAL OF BOLLARDS | ea. | TRNS | 11
0090088 |  | REMOVAL AND DISPOSAL OF UNDERGROUND SEPTIC TANK | LS | TRNS | 11
0090092 |  | GYPSUM BOARD BOX OUT | LS | TRNS | 11
0090093 |  | CONDUITS AND CONDUIT SUPPORT SYSTEM | LS | TRNS | 11
0090094 |  | GUY ANCHORS, TYPE 4 | ea. | TRNS | 11
0090098 |  | SCREW ANCHORS, TYPE 1 | ea. | TRNS | 11
0090120 |  | INSTALLATION OF CATENARY IN CURVES | LS | TRNS | 11
0090121 |  | RELOCATION OF EXISTING CATENARY | LS | TRNS | 11
0090122 |  | TOP CHORD ANGLE REPAIR, TYPE K | ea. | STRS | 11
0090123 |  | TOP CHORD ANGLE REPAIR, TYPE L | ea. | STRS | 11
0090124 |  | TOP CHORD ANGLE REPAIR, TYPE M | ea. | STRS | 11
0090125 |  | TRUSS COLUMN REPAIR, TYPE N | ea. | STRS | 11
0090126 |  | COLUMN REPAIR, TYPE PT | ea. | STRS | 11
0090127 |  | TEMPORARY BRIDLE WIRE INSTALLATION | l.f. | TRNS | 11
0090128 |  | COLUMN REPAIR, TYPE ST | ea. | STRS | 11
0090130 |  | TRAPPED KEY INTERLOCK SYSTEM | LS | FACL | 11
0090131 | 64,000.00 | ACCESS PLATFORM | ea. | FACL | 11
0090132 |  | STORAGE STRUCTURE | LS | FACL | 11
0090133 |  | STORAGE AND CART BUILDING | LS | FACL | 11
0090650 |  | TYPE B-1 ATTACHMENT | ea. | TRNS | 11
0090651 |  | TYPE B-2 ATTACHMENT | ea. | TRNS | 11
0090652 |  | TYPE B-3 ATTACHMENT | ea. | TRNS | 11
0090653 |  | TYPE B-4 ATTACHMENT | ea. | TRNS | 11
0090654 |  | TYPE B-5 ATTACHMENT | ea. | TRNS | 11
0090655 |  | TYPE B-5A ATTACHMENT | ea. | TRNS | 11
0090656 |  | TYPE B-5B ATTACHMENT | ea. | TRNS | 11
0090657 |  | TYPE B-6 ATTACHMENT | ea. | TRNS | 11
0090658 |  | TYPE B-7 ATTACHMENT | ea. | TRNS | 11
0090659 |  | TYPE B-8 ATTACHMENT | ea. | TRNS | 11
0090660 |  | TYPE B-8A ATTACHMENT | ea. | TRNS | 11
0090661 |  | TYPE B-9 ATTACHMENT | ea. | TRNS | 11
0090662 |  | TYPE C-1 ATTACHMENT | ea. | TRNS | 11
0090663 |  | TYPE C-1A ATTACHMENT | ea. | TRNS | 11
0090664 |  | TYPE C-2 ATTACHMENT | ea. | TRNS | 11
0090665 |  | TYPE C-3 ATTACHMENT | ea. | TRNS | 11
0090666 |  | TYPE C-4 ATTACHMENT | ea. | TRNS | 11
0090667 |  | TYPE C-5 ATTACHMENT | ea. | TRNS | 11
0090668 |  | TYPE C-6 ATTACHMENT | ea. | TRNS | 11
0090669 |  | TYPE C-7 ATTACHMENT | ea. | TRNS | 11
0090670 |  | TYPE D-1 ATTACHMENT | ea. | TRNS | 11
0090671 |  | TYPE D-2 ATTACHMENT | ea. | TRNS | 11
0090672 |  | TYPE D-3 ATTACHMENT | ea. | TRNS | 11
0090673 |  | TYPE D-3A ATTACHMENT | ea. | TRNS | 11
0090674 |  | TYPE D-4 ATTACHMENT | ea. | TRNS | 11
0090675 |  | TYPE D-4A ATTACHMENT | ea. | TRNS | 11
0090676 |  | TYPE D-4B ATTACHMENT | ea. | TRNS | 11
0090677 |  | TYPE D-6 ATTACHMENT | ea. | TRNS | 11
0090678 |  | TYPE D-7 ATTACHMENT | ea. | TRNS | 11
0090679 |  | TYPE D-7A ATTACHMENT | ea. | TRNS | 11
0090680 |  | TYPE D-7B ATTACHMENT | ea. | TRNS | 11
0090681 |  | TYPE D-8 ATTACHMENT | ea. | TRNS | 11
0090682 |  | TYPE X-1 ATTACHMENT | ea. | TRNS | 11
0090683 |  | TYPE X-2 ATTACHMENT | ea. | TRNS | 11
0090684 |  | TYPE X-3 ATTACHMENT | ea. | TRNS | 11
0090685 |  | WOOD POLE GROUNDING, DETAIL C | ea. | TRNS | 11
0090686 |  | WP/EXISTING CATENARY STRUCTURE ISOLATION | ea. | TRNS | 11
0090687 |  | SPARE PARTS | ea. | TRNS | 11
0090688 |  | GROUNDING DETAIL A | ea. | TRNS | 11
0090689 |  | ISOLATION DETAIL B | ea. | TRNS | 11
0090690 |  | GROUNDING DETAIL C | ea. | TRNS | 11
0090691 |  | GROUNDING DETAIL D | ea. | TRNS | 11
0090692 |  | GROUNDING DETAIL E | ea. | TRNS | 11
0090693 | 64,150.00 | SPARE PARTS | LS | TRNS | 11
0090694 |  | ISOLATION DETAIL IS-1 | ea. | TRNS | 11
0090696 |  | GROUNDING DETAIL G-1 | ea. | TRNS | 11
0090697 |  | GROUNDING DETAIL G-2 | ea. | TRNS | 11
0090698 |  | GROUNDING DETAIL G-3 | ea. | TRNS | 11
0090699 |  | GROUNDING DETAIL G-4 | ea. | TRNS | 11
0090700 |  | GROUNDING DETAIL G-5 | ea. | TRNS | 11
0096017 |  | TRACTION POWER RETURN BONDING LAYOUTS | ea. | ELEC | 11
0096018 |  | COPPER BUS BAR FOR NEUTRAL RETURN BONDINGS | ea. | ELEC | 11
0096020 |  | BATTERIES AND ACCESSORIES | ea. | TRNS | 11
0096022 |  | SCADA REMOTE TERMINAL UNIT | ea. | TRNS | 11
0096023 |  | AUTO TRANSFORMER INSTALLATION AND INTERFACE WITH EXISTING SYSTEM (SITE 1) | LS | ELEC | 11
0096024 |  | AUTO TRANSFORMER INSTALLATION AND INTERFACE WITH EXISTING SYSTEM (SITE 2) | LS | ELEC | 11
0096025 |  | AUTO TRANSFORMER INSTALLATION AND INTERFACE WITH EXISTING SYSTEM (SITE 4) | LS | ELEC | 11
0096026 |  | AUTO TRANSFORMER INSTALLATION AND INTERFACE WITH EXISTING SYSTEM (SITE 5) | LS | ELEC | 11
0096027 |  | AUTO TRANSFORMER INSTALLATION AND INTERFACE WITH EXISTING SYSTEM (SITE 3) | LS | ELEC | 11
0096029 |  | SCADA COMMUNICATION NETWORK | LS | ELEC | 11
0096035 |  | MOD CONTROL CABLE AND INTERFACE (SITE 1) | LS | ELEC | 11
0096036 |  | MOD CONTROL CABLE AND INTERFACE (SITE 2) | LS | ELEC | 11
0096037 |  | MOD CONTROL CABLE AND INTERFACE (SITE 3) | LS | ELEC | 11
0096038 |  | MOD CONTROL CABLE AND INTERFACE (SITE 4) | LS | ELEC | 11
0096039 |  | MOD CONTROL CABLE AND INTERFACE (SITE 5) | LS | ELEC | 11
0096040 |  | AUTO TRANSFORMER REFURBISHMENT | ea. | ELEC | 11
0096041 |  | AUTO TRANSFORMER, 4 MVA | ea. | ELEC | 11
0096042 |  | TEMPORARY PHASE BREAK | LS | ELEC | 11
0096043 |  | STRAIN INSULATORS | ea. | ELEC | 11
0096044 |  | PHASE BREAK-SCADA REMOTE TERMINAL UNIT | ea. | ELEC | 11
0096047 |  | POLE ANCHOR - CATENARY POLE BASE G1 | ea. | TRNS | 11
0096048 |  | POLE ANCHOR - POLE BASE G2 | ea. | TRNS | 11
0096049 |  | POLE ANCHOR - HELIX SCREW ANCHOR G3 | ea. | TRNS | 11
0096050 | 695.00 | AUTO-TENSIONED CATENARY | l.f. | TRNS | 11
0096052 |  | AUXILIARY POWER TRANSFORMERS | ea. | TRNS | 11
0096055 |  | MOD CONTROL HOUSE ENCLOSURE | ea. | TRNS | 11
0096056 |  | SUSPENSION OF C&S CABLE MESSENGERS | LS | TRNS | 11
0096060 |  | CATENARY DRILLED SHAFT OBSTRUCTION REMOVAL | est. | TRNS | 11
0096062 | 150,000.00 | CONTROL PANEL AND INTERFACE | LS | ELEC | 11
0096063 |  | SPECIAL FOUNDATION | c.y. | STRC | 11
0096064 | 50,000.00 | CATENARY GUY ANCHORS IN SOIL | ea. | TRNS | 11
0096065 |  | REMOVAL OF CATENARY | l.f. | TRNS | 11
0096066 |  | REMOVAL OF SIGNAL AND COMMUNICATION CABLES | l.f. | ELEC | 11
0096067 |  | REMOVAL OF SIGNAL HEADS INCLUDING DROP TUBES | ea. | ELEC | 11
0096068 | 150,000.00 | REMOVAL OF CATENARY PORTAL STRUCTURE | ea. | TRNS | 11
0096069 |  | REMOVAL OF CATENARY POLE STRUCTURE | ea. | TRNS | 11
0096070 | 1,000.00 | REMOVAL OF CATENARY STRUCTURE FOUNDATION | ea. | TRNS | 11
0096071 | 2,300.00 | REMOVAL OF GUY AND GUY ANCHOR RODS | ea. | TRNS | 11
0096079 |  | REPAIR TRUSS TOP CHORD ANGLE | ea. | STRS | 11
0096081 |  | REMOVAL OF FEEDER OR AERIAL GROUND WIRE | l.f. | ELEC | 11
0096084 | 882,000.00 | MOTOR OPERATED DISCONNECT SWITCH | ea. | ELEC | 11
0096085 | 98,000.00 | DISCONNECT SWITCHES | ea. | ELEC | 11
0096087 |  | REPAIR CONNECTION GUSSET PLATE | ea. | TRNS | 11
0096088 |  | REPAIR ANCHOR BOLT STIFFENER PLATE OR ANGLE | ea. | TRNS | 11
0096102 |  | POLE INSTALL | ea. | INCD | 11
0096105 |  | SNOWMELTER POWER TRANSFORMER | ea. | ELEC | 11
0096106 |  | SNOW MELTER HEATER ELEMENTS | ea. | ELEC | 11
0096107 |  | SNOW MELTER DISTRIBUTION AND CONTROL CASES | ea. | ELEC | 11
0096108 |  | DISCONNECT SWITCH AND SECTIONALIZING JUMPER TAPS | ea. | ELEC | 11
0097773 | 1.00 | SPARE PARTS | est. | INCD | 11
0099010 |  | REMOVAL OF ABANDONED RAILROAD EQUIPMENT | ea. | TBD | 11
0099985 |  | CCTV SOFTWARE LICENSES | ea. | ELEC | 11
0099986 |  | NETWORK ROUTER | ea. | ELEC | 11
0099990 | 47,000.00 | RAILROAD COMMUNICATION AND SIGNAL WORK | LS | TRNS | 11
0099991 |  | BRANCH CIRCUITRY | l.f. | ELEC | 11
0099995 |  | SIGNAL POWER DISTRIBUTION SYSTEM TESTING | LS | ELEC | 11
0099996 |  | SIGNAL POWER GENERATING STATION DANBURY | LS | ELEC | 11
0099997 |  | SIGNAL POWER SWITCHING STATION NORWALK | LS | ELEC | 11
0100042 |  | EMBEDMENT OF SUBMARINE CABLE UNDERWATER | l.f. | ELEC | 11
0100058 |  | SPECIAL WORK - MATERIALS (ESTIMATED COST) | est. | TRNS | 11
0100068 |  | UNDERGROUND FUEL TANK | ea. | TRNS | 11
0100069 | 8,000.00 | REMOVAL OF FUEL TANK(S) | LS | TRNS | 11
0100070 |  | INSTALLATION OF NEW FUEL FACILITY | LS | TRNS | 11
0100071 |  | REMOVAL AND DISPOSAL OF UNDERGROUND PETROLEUM STORAGE TANK | ea. | UTIL | 11
0100072 | 57,239.97 | REMOVAL AND DISPOSAL OF UNDERGROUND TANKS | LS | TRNS | 11
0100073 |  | CABLE INSTALLATION | l.f. | TRNS | 11
0100074 |  | BORING CONDUITS | l.f. | TRNS | 11
0100075 |  | SUBMARINE CABLE REMOVAL | LS | RMVL | 11
0100077 |  | TIME SERVER | LS | ELEC | 11
0100078 | 99,000.00 | ELECTRICAL WORK | LS | ELEC | 11
0100079 |  | ELECTRIC TRACTION STEEL WORK | cwt. | ELEC | 11
0100082 | 92,000.00 | STANDBY POWER OUTLET STATION AND JUMPER ASSEMBLY | ea. | FACL | 11
0100083 |  | UNDERGROUND STORAGE TANK | ea. | FACL | 11
0100101 | 7,185,000.00 | FEEDER WIRE ATTACHMENT | LS | ELEC | 11
0100102 |  | TRANSMISSION LINE POST INSULATOR ASSEMBLY | ea. | ELEC | 11
0100103 |  | TRANSMISSION LINE GROUND WIRE SUSPENSION ASSEMBLY | ea. | ELEC | 11
0100150 | 14,499,168.20 | MAINTENANCE FACILITY | LS | FACL | 11
0100151 |  | WATER AND WASTEWATER FACILITIES | LS | FACL | 11
0100153 |  | OFFICE BUILDING | LS | FACL | 11
0100154 |  | LUMP SUM | LS | FACL | 11
0100155 |  | PROVISIONAL GMP ALLOWANCE NO. 1 | est. | FACL | 11
0100156 | 10,250.00 | E-TICKETING PILOT (BITUMINOUS CONCRETE) | LS | INCD | 11
0100157 | 500,000.00 | TEMPORARY OFFICE TRAILER | LS | FACL | 11
0100160 |  | FURNITURE & EQUIPMENT | LS | FACL | 11
0100186 |  | RESTROOM FACILITY | LS | FACL | 11
0100190 |  | RAISED FLOOR SYSTEM | LS | FACL | 11
0100233 |  | TIMBER RUB RAIL | l.f. | FACL | 11
0100242 | 15,000.00 | OVERHEAD GATEWAY SIGN | ea. | FACL | 11
0100243 | 2,033.00 | GRAPHIC TRAIL SIGN | ea. | FACL | 11
0100244 | 600.00 | SIGNS | ea. | FACL | 11
0100247 |  | DECORATIVE SIGNING | LS | FACL | 11
0100249 | 32,000.00 | STORAGE CONTAINER | ea. | FACL | 11
0100250 | 100,000.00 | LOCK MACHINERY | LS | FACL | 11
0100251 |  | SUMP PUMP ASSEMBLY | LS | FACL | 11
0100254 |  | MOTOR-ALTERNATOR SETS | LS | FACL | 11
0100255 | 30,000.00 | SUMP PUMPS | ea. | FACL | 11
0100256 | 8,633.10 | RELOCATE DUMPSTER | ea. | FACL | 11
0100260 |  | SUBSTATION ENCLOSURE (SITE 1) | LS | TRNS | 11
0100262 |  | SUBSTATION ENCLOSURE (SITE 2) | LS | TRNS | 11
0100263 |  | SUBSTATION ENCLOSURE (SITE 3) | LS | TRNS | 11
0100264 |  | SUBSTATION ENCLOSURE (SITE 4) | LS | TRNS | 11
0100265 |  | SUBSTATION ENCLOSURE (SITE 5) | LS | TRNS | 11
0100271 |  | 15 KV, 100 HZ MEDIUM VOLTAGE SWITCHGEAR | LS | ELEC | 11
0100272 |  | 15 KV, 60 HZ MEDIUM VOLTAGE SWITCHGEAR | LS | ELEC | 11
0100274 |  | HIGH-VOLTAGE AC SWITCHGEAR (SITE 1) | LS | ELEC | 11
0100275 |  | HIGH-VOLTAGE AC SWITCHGEAR (SITE 2) | LS | ELEC | 11
0100276 |  | HIGH-VOLTAGE AC SWITCHGEAR (SITE 3) | LS | ELEC | 11
0100277 |  | HIGH-VOLTAGE AC SWITCHGEAR (SITE 4) | LS | ELEC | 11
0100278 |  | HIGH-VOLTAGE AC SWITCHGEAR (SITE 5) | LS | ELEC | 11
0100280 |  | POWER CABLES AND TERMINATIONS (SITE 1) | LS | ELEC | 11
0100281 |  | POWER CABLES AND TERMINATIONS (SITE 2) | LS | ELEC | 11
0100282 |  | POWER CABLES AND TERMINATIONS (SITE 3) | LS | ELEC | 11
0100283 |  | POWER CABLES AND TERMINATIONS | LS | ELEC | 11
0100285 |  | POWER CABLES AND TERMINATIONS (SITE 4) | LS | ELEC | 11
0100286 |  | POWER CABLES AND TERMINATIONS (SITE 5) | LS | ELEC | 11
0100338 |  | CABLE TROUGH HIGH DENSITY POLYMER CONCRETE | l.f. | ELEC | 11
0100339 |  | CABLE TROUGH HIGH DENSITY POLYETHYLENE | l.f. | ELEC | 11
0100340 |  | CABLE TROUGH FIBERGLASS | l.f. | ELEC | 11
0100341 |  | CABLE TROUGH 6" WIDE x 8" DEEP | l.f. | TRNS | 11
0100342 | 1,600.00 | CABLE TROUGH 12" WIDE x 16" DEEP | l.f. | TRNS | 11
0100343 | 2,000.00 | CABLE TROUGH 20" WIDE x 16" DEEP | l.f. | TRNS | 11
0100401 |  | AC 1-POLE CIRCUIT BREAKER | ea. | ELEC | 11
0100402 |  | AC 2-POLE CIRCUIT BREAKER | ea. | ELEC | 11
0100403 |  | AC 3-POLE CIRCUIT BREAKER | ea. | ELEC | 11
0100404 |  | AC 1-POLE CIRCUIT BREAKER (DEMOLITION) | ea. | ELEC | 11
0100411 | 155,000.00 | 150 KVA PAD MOUNTED DISTRIBUTION TRANSFORMER | ea. | ELEC | 11
0100415 |  | 2000 KVA PAD MOUNTED DISTRIBUTION TRANSFORMER | ea. | ELEC | 11
0100416 |  | 750 KVA PAD MOUNTED DISTRIBUTION TRANSFORMER | ea. | ELEC | 11
0100420 |  | PRESCRIBED UNDERWATER INSPECTIONS | est. | QAQC | 11
0100421 |  | LOW CLEARANCE TUGBOAT | ea. | TRNS | 11
0100422 |  | FURNISH WATER TRANSPORTATION AND WATER RESCUE MOTORBOAT(S) | mo. | TRNS | 11
0100423 |  | PRESCRIBED UNDERWATER INSPECTIONS | day | QAQC | 11
0100424 | 52,600.00 | WATER TRANSPORTATION FOR INSPECTION PERSONNEL | LS | TRNS | 11
0100427 | 575,000.00 | WATER RESCUE OPERATIONS | LS | TRNS | 11
0100428 | 235.00 | WATER TRANSPORTATION AND WATER RESCUE OPERATIONS | hr | TRNS | 11
0100429 |  | FURNISH WATER TRANSPORTATION AND WATER RESCUE MOTORBOAT(S) | LS | TRNS | 11
0100432 |  | 350 KVA, 100 HZ PAD MOUNTED SIGNAL POWER TRANSFORMER | ea. | TRNS | 11
0100450 |  | 10 KW 6.6 AMP CONSTANT CURRENT REGULATOR | ea. | TRNS | 11
0100470 |  | UNINTERRUPTABLE POWER SUPPLY - 45 KVA | ea. | ELEC | 11
0100480 |  | SIGNAL POWER EQUIPMENT | LS | TRNS | 11
0100500 | 1.00 | CONSTRUCTION COMMUNICATION EQUIPMENT (ESTIMATED COST) | est. | TRNS | 11
0100502 | 1.00 | SURVEY GRADE GPS UNIT (ESTIMATED COST) | est. | INCD | 11
0100503 |  | SURVEY GRADE ROBOTIC TOTAL STATION UNIT (ESTIMATED COST) | est. | INCD | 11
0100600 | 10,471,679.63 | CONSTRUCTION ACCESS | LS | AVIA | 11
0100600.01 | 900,000.00 | CONSTRUCTION ACCESS (SPAN 1) | LS | AVIA | 11
0100600.02 | 500,000.00 | CONSTRUCTION ACCESS (SPAN 2) | LS | AVIA | 11
0100600.03 | 300,000.00 | CONSTRUCTION ACCESS (SPAN 3) | LS | AVIA | 11
0100600.04 | 440,000.00 | CONSTRUCTION ACCESS (SPAN 4) | LS | AVIA | 11
0100600.05 | 940,000.00 | CONSTRUCTION ACCESS (SPAN 5) | LS | AVIA | 11
0100600.06 | 940,000.00 | CONSTRUCTION ACCESS (SPAN 6) | LS | AVIA | 11
0100600.07 | 940,000.00 | CONSTRUCTION ACCESS (SPAN 7) | LS | AVIA | 11
0100601 |  | WORK TRESTLE MODIFICATIONS | LS | STRS | 11
0100602 | 656,750.00 | WORK AREA ACCESS | LS | INCD | 11
0100781 |  | HORIZONTAL DIRECTIONAL DRILL & BATCH/RECIRCULATION PLANT | LS | ENVR | 11
0100787 |  | FIRESTOPPING | LS | FACL | 11
0101000 | 73,514.36 | ENVIRONMENTAL HEALTH AND SAFETY | LS | ENVR | 11
0101002 | 34,729.29 | CONFINED SPACE HEALTH AND SAFETY | LS | ENVR | 11
0101011 |  | ASBESTOS AND LEAD SURVEY AND ABATEMENT (ESTIMATED COST) | est. | ENVR | 11
0101016 |  | ASBESTOS PIPE REMOVAL | l.f. | ENVR | 11
0101019 |  | INDOOR AIR QUALITY MANAGEMENT PLAN | LS | ENVR | 11
0101020 |  | ENVIRONMENTAL HEALTH AND SAFETY - HAZARDOUS WASTE SITE | LS | ENVR | 11
0101021 | 442,500.00 | ENVIRONMENTAL HEALTH AND SAFETY - ASBESTOS CONTAMINATED SOIL | LS | ENVR | 11
0101050 | 11,519.00 | ENVIRONMENTAL LAND USE RESTRICTION SOIL MANAGEMENT AND RESTORATION | LS | ENVR | 11
0101081 |  | CONTROLLED MATERIALS HANDLING SITE NO. 1 | c.y. | ENVR | 11
0101082 |  | CONTROLLED MATERIALS HANDLING SITE NO. 2 | c.y. | ENVR | 11
0101099 |  | SPOIL HANDLING AREAS | ea. | ENVR | 11
0101100 |  | SECURING, CONSTRUCTION AND DIS- MANTLING OF A WASTE STOCKPILE AND TREATMENT AREA (ESTIMATED COST) | est. | ENVR | 11
0101105 |  | REUSE STOCKPILE AREA RESTORATION (ESTIMATED COST) | est. | ENVR | 11
0101107 |  | CONTAMINATED MATERIAL EXCAVATION | c.y. | ENVR | 11
0101109 |  | HAZARDOUS MATERIAL EXCAVATION | c.y. | ENVR | 11
0101110 |  | SOIL AMMENDMENT | lb. | ENVR | 11
0101111 |  | SECURING, CONSTRUCTION AND DISMANTLING OF A WASTE STOCKPILE AREA (SITE NO. 1) | LS | INCD | 11
0101112 |  | SECURING, CONSTRUCTION AND DISMANTLING OF A WASTE STOCKPILE AREA (SITE NO. 2) | LS | INCD | 11
0101115 |  | SECURING, CONSTRUCTION AND DISMANTLING OF A WASTE STOCKPILE AND TREATMENT AREA | LS | ENVR | 11
0101117 | 13.03 | CONTROLLED MATERIALS HANDLING | c.y. | ENVR | 11
0101119 |  | CONTAMINATED GROUNDWATER TREATMENT - LEVEL 2 | m.ga | ENVR | 11
0101121 |  | TREATMENT SYSTEM | LS | ENVR | 11
0101124 | 75,000.00 | DECONTAMINATION | LS | ENVR | 11
0101125 | 2,000.00 | PORTABLE TURBIDITY METER | ea. | DRAN | 11
0101126 | 383.33 | DISPOSAL OF HAZARDOUS WASTE | ton | ENVR | 11
0101127 |  | INSTALLATION/REMOVAL OF HAZARDOUS WASTE STABILIZATION FACILITY | LS | ENVR | 11
0101128 | 101,967.63 | SECURING, CONSTRUCTION AND DISMANTLING OF A WASTE STOCKPILE AND TREATMENT AREA | LS | ENVR | 11
0101129 |  | OPERATION AND MAINTENANCE OF HAZARDOUS WASTE STABILIZATION FACILITY | LS | ENVR | 11
0101130 | 51.23 | ENVIRONMENTAL WORK - SOLIDIFICATION | ton | ENVR | 11
0101132 |  | HANDLING CONTAMINATED GROUNDWATER | hr | ENVR | 11
0101133 | 496.76 | DISPOSAL OF CONTAMINATED RAILROAD TIES | ton | ENVR | 11
0101135 | 1.00 | DISPOSAL OF DEBRIS (ESTIMATED COST) | est. | ENVR | 11
0101136 |  | METHANE MONITORING AND CONTROL PLAN | LS | ENVR | 11
0101137 |  | METHANE CONTROL (ESTIMATED COST) | est. | ENVR | 11
0101139 |  | WATER MONITORING EQUIPMENT | LS | ENVR | 11
0101140 |  | DISPOSAL OF CONTAMINATED TIMBER PILES | ton | ENVR | 11
0101141 |  | RE-USE STOCKPILE AREA | LS | ENVR | 11
0101142 |  | CONTAMINATED GROUND WATER TREATMENT SYSTEM SITE PREPARATION & CLEANUP | LS | ENVR | 11
0101143 | 1.00 | HANDLING AND DISPOSAL OF REGULATED ITEMS (ESTIMATED COST) | est. | ENVR | 11
0101146 |  | REUSE STOCKPILED MATERIAL | c.y. | TBD | 11
0101147 |  | SECURING AND CONSTRUCTION OF A WASTE STOCKPILE AREA | LS | ENVR | 11
0101148 |  | DISPOSAL OF CONTAMINATED WOOD | ton | TBD | 11
0101150 |  | TEMPERATURE/HUMIDITY MONITOR | ea. | FACL | 11
0101151 |  | SECURING, CONSTRUCTION AND DISMANTLING OF A WASTE STOCKPILE AND TREATMENT AREA SITE NO. 1 | LS | ENVR | 11
0101154 |  | HANDLING AND DISPOSAL OF CONTAMINATED WATER | LS | ENVR | 11
0101155 |  | HAZARDOUS WASTE WATER MANAGEMENT | LS | ENVR | 11
0101156 |  | OPERATE AND MAINTAIN CENTRAL GROUND WATER TREATMENT SYSTEM | LS | ENVR | 11
0101157 |  | CONTAMINATED SOIL MANAGEMENT | LS | ENVR | 11
0101158 |  | SECURE,CONSTRUCTION AND ABANDONMENT OF A SEDIMENT SOLIDIFICATION AREA | LS | ENVR | 11
0101159 |  | CGWT FACILITY MATERIALS AND COMPONENTS (ESTIMATED COST) | est. | TBD | 11
0101160 |  | CARBON FILTRATION VESSEL CHANGEOUT | lb. | TBD | 11
0101161 |  | FRACTIONATION TANK CLEANOUT | ea. | ENVR | 11
0101162 |  | SAND FILTRATION SYSTEM CHANGEOUT | ea. | ENVR | 11
0101163 |  | CGWT MAINTENANCE TECHNICIAN | hr | ENVR | 11
0101164 |  | CGWT TECHNICIAN | hr | ENVR | 11
0101165 |  | FURNISHING AND OPERATING A 15 CUBIC YARD DUMP TRUCK | hr | INCD | 11
0101166 |  | MAINTENANCE OF OFFICE TRAILER | mo. | INCD | 11
0101167 |  | MOBILIZATION/DEMOBILIZATION OF EQUIPMENT ITEMS AT THE REQUEST OF CONNDOT | ea. | INCD | 11
0101168 |  | RSA/WSA EQUIPMENT OPERATOR | hr | ENVR | 11
0101169 |  | RSA/WSA LABORER | hr | ENVR | 11
0101170 |  | RSA BULLDOZER | mo. | ENVR | 11
0101171 |  | RSA/WSA EXCAVATOR | mo. | ENVR | 11
0101172 |  | RSA/WSA FRONT-END LOADER | mo. | ENVR | 11
0101173 |  | SWEEPER | mo. | ENVR | 11
0101174 |  | TRANSPORTATION AND DISPOSAL OF BULKY WASTE | ton | ENVR | 11
0101175 | 34.89 | PCB WASTE HANDLING | c.y. | ENVR | 11
0101176 | 427.70 | DISPOSAL OF PCB WASTE | ton | ENVR | 11
0101178 |  | SWEEPER OPERATOR | hr | ENVR | 11
0101179 |  | RSA VIBRATORY ROLLER | mo. | ENVR | 11
0101180 |  | EMERGENCY NOTIFICATION SIGNS | LS | ENVR | 11
0101181 |  | EMERGENCY SPILL EQUIPMENT | LS | ENVR | 11
0101182 |  | RSA/WSA IMPACT HAMMER | mo. | ENVR | 11
0101183 | 413,416.67 | PCB BUILDING MATERIALS REMOVAL | LS | ENVR | 11
0101184 |  | REMOVAL AND DISPOSAL OF PCB SOILS | LS | ENVR | 11
0101185 |  | REMOVAL OF HYDRAULIC SYSTEM | ea. | ENVR | 11
0101192 |  | CLEANUP OF MNR DEBRIS - ALLOWANCE | est. | ENVR | 11
0104033 |  | WALL FOUNDATION, TYPE 3 | ea. | STRC | 11
0104034 |  | WALL FOUNDATION, TYPE 4 | ea. | STRC | 11
0104035 |  | WALL FOUNDATION, TYPE 5 | ea. | STRC | 11
0104049 |  | POLE FOUNDATION | ea. | STRC | 11
0104051 | 150,000.00 | POLE FOUNDATION, TYPE B | ea. | STRC | 11
0104053 | 155,000.00 | POLE FOUNDATION, TYPE D | ea. | STRC | 11
0104055 | 200,000.00 | POLE FOUNDATION, TYPE F | ea. | STRC | 11
0104056 |  | POLE FOUNDATION, TYPE R | ea. | STRC | 11
0104057 |  | POLE FOUNDATIONS, TYPE A | l.f. | STRC | 11
0104061 |  | FOUNDATION, TYPE 1 | ea. | STRC | 11
0104062 |  | FOUNDATION, TYPE 2 | ea. | STRC | 11
0104070 | 350,000.00 | SUBSTATION FOUNDATION (SITE 1) | LS | STRC | 11
0104071 |  | SUBSTATION FOUNDATION (SITE 2) | LS | STRC | 11
0104072 |  | SUBSTATION FOUNDATION (SITE 3) | LS | TRNS | 11
0104073 | 2,000,000.00 | SNOWMELTER UNIT SUBSTATIONS | ea. | TRNS | 11
0104074 |  | SUBSTATION FOUNDATION (SITE 4) | LS | STRC | 11
0104075 |  | SUBSTATION FOUNDATION (SITE 5) | LS | STRC | 11
0104078 |  | SNOWMELTER SYSTEM TRANSFORMER/LOADCENTER | ea. | TRNS | 11
0104079 |  | SNOWMELTER SYSTEM 14 CONDUCTOR 10 AWG SIGNAL WIRE | l.f. | TRNS | 11
0104080 | 1,500,000.00 | SNOWMELTER CP (SITE NO.1) | LS | TRNS | 11
0104081 |  | SNOWMELTER SYSTEM LOADCENTER | ea. | TRNS | 11
0104101 |  | AUTO TRANSFORMER FOUNDATION (SITE 1) | LS | STRC | 11
0104102 |  | AUTO TRANSFORMER FOUNDATION (SITE 2) | LS | STRC | 11
0104103 |  | AUTO TRANSFORMER FOUNDATION (SITE 3) | LS | STRC | 11
0104104 |  | AUTO TRANSFORMER FOUNDATION (SITE 4) | LS | STRC | 11
0104105 |  | AUTO TRANSFORMER FOUNDATION (SITE 5) | LS | STRC | 11
0107090 | 1,412.82 | CTDOT BOUNDARY MARKER - (SURVEY MONUMENT) | ea. | INCD | 11
0107093 | 2,347.50 | CTDOT BOUNDARY MARKER - (CTDOT LEAD SURVEYOR) | ea. | INCD | 11
0108101 | 1.00 | PARTNERING | est. | INCD | 11
0119600.01 | 43,520.57 | ELECTRONIC MARKER SYSTEM | LS | UTIL | 11
0119600.03 | 18,537.96 | ELECTRONIC MARKER SYSTEM - LOCATOR | ea. | UTIL | 11
0125499 | 239,500.00 | ACCEPTANCE TESTING | LS | INCD | 11
0125500 |  | ACCEPTANCE TESTING (SITE 1) | LS | INCD | 11
0125501 |  | ACCEPTANCE TESTING (SITE 2) | LS | INCD | 11
0125502 |  | ACCEPTANCE TESTING (SITE 3) | LS | INCD | 11
0125503 |  | ACCEPTANCE TESTING (SITE 4) | LS | INCD | 11
0125504 |  | ACCEPTANCE TESTING (SITE 5) | LS | INCD | 11
0125740 | 10,000.00 | TECHNICAL MANUALS | LS | INCD | 11
0125741 |  | SPARE PARTS MANUALS | LS | INCD | 11
0125742 |  | SPECIAL TOOLS | LS | INCD | 11
0125743 |  | ELECTRICAL SYSTEM TRAINING | LS | INCD | 11
0135782 | 16,500.00 | VEHICLE CHARGING STATION | ea. | ELEC | 11
0150624 | 58.68 | 24 STRAND SINGLE-MODE FIBER OPTIC CABLE FOR INDOOR USE | l.f. | ELEC | 11
0150641 | 48.22 | 1" EMT | l.f. | ELEC | 11
0150642 | 68.30 | 2" EMT | l.f. | ELEC | 11
0150660 |  | VIDEO WALL SYSTEM | LS | ELEC | 11
0150661 |  | VIDEO DECODING WORKSTATION | ea. | ELEC | 11
0150662 |  | CONSOLE WORKSTATION | ea. | ELEC | 11
0150663 |  | VIDEO DECODING | ea. | ELEC | 11
0150665 |  | VIDEO DECODER | ea. | ELEC | 11
0150670 |  | CONSOLE WORKSTATION SOFTWARE LICENSES | ea. | ELEC | 11
0150690 |  | VIDEO MANAGEMENT SYSTEM TECHNICAL SERVICE AGREEMENT | hr | ELEC | 11
0150700 |  | GROUNDING, BONDING AND RAIL RETURN SYSTEM (SITE 1) | LS | ELEC | 11
0150701 |  | GROUNDING, BONDING AND RAIL RETURN SYSTEM (SITE 2) | LS | ELEC | 11
0150702 |  | GROUNDING, BONDING AND RAIL RETURN SYSTEM (SITE 3) | LS | ELEC | 11
0150703 |  | GROUNDING, BONDING AND RAIL RETURN SYSTEM (SITE 4) | LS | ELEC | 11
0150704 |  | GROUNDING, BONDING AND RAIL RETURN SYSTEM (SITE 5) | LS | ELEC | 11
0150745 |  | SECURITY NODE HOUSE | LS | ELEC | 11
0150760 |  | GROUNDING AND BONDING - SECURITY NODE HOUSE | LS | ELEC | 11
0150800 |  | PHASE 1 & PHASE 2 UPGRADES | LS | ELEC | 11
0150820 |  | EQUIPMENT CABINET - VMS | ea. | ELEC | 11
0150821 | 6,000.00 | EQUIPMENT CABINET - NETWORK | ea. | ELEC | 11
0150840 |  | CCTV CABINET - BRIDGE | ea. | ELEC | 11
0165246 |  | MODIFICATIONS TO EXISTING SECONDARY UNIT SUBSTATION | ea. | ELEC | 11
0165342 |  | 600V SWITCHGEAR | LS | ELEC | 11
0165343 |  | SWITCHGEAR | LS | ELEC | 11
0165344 |  | 480V STANDBY POWER SUBSTATION | LS | ELEC | 11
0177100 |  | SALT SHED AND ENVIRONMENTAL SITE IMPROVEMENTS | LS | FACL | 11
0177150 | 881,736.45 | GENERAL BUILDING RENOVATION | LS | FACL | 11
0180000.01 | 7,170,011.00 | BUILDING NO. 1 | LS | FACL | 11
0180000.02 | 131,000.00 | BUILDING NO. 2 | LS | FACL | 11
0180000.03 | 131,000.00 | BUILDING NO. 3 | LS | FACL | 11
0190608 |  | METAL BEAM RAIL 8'' X 6'' BOX BEAM (SYSTEM 2) | l.f. | FACL | 11
0201001 | 151,874.74 | CLEARING AND GRUBBING | LS | ERTH | 11
0201011 | 13,100.00 | REMOVAL OF TREES | LS | ERTH | 11
0201012 | 4,054.00 | REMOVAL OF TREES | ea. | ERTH | 11
0201013 | 6.47 | REMOVAL OF EXISTING FENCE | l.f. | FENC | 11
0201015 | 2,250.00 | REMOVAL OF CHAIN LINK GATE | ea. | FENC | 11
0201020 | 96.63 | REMOVE AND RESET WOOD FENCE | l.f. | FENC | 11
0201021 |  | REMOVE AND RELOCATE FIRE BOX | ea. | RMVL | 11
0201027 |  | RELOCATE BOOTH | LS | RMVL | 11
0201030 | 60,000.00 | CLEARING AND GRUBBING (SITE NO. 1) | LS | ERTH | 11
0201031 |  | CLEARING AND GRUBBING (SITE NO. 2) | LS | ERTH | 11
0201032 |  | CLEARING AND GRUBBING (SITE NO. 3) | LS | ERTH | 11
0201033 |  | CLEARING AND GRUBBING (SITE NO. 4) | LS | ERTH | 11
0201034 |  | CLEARING AND GRUBBING (SITE NO. 5) | LS | ERTH | 11
0201040 |  | CAP EXISTING WELL | ea. | ERTH | 11
0201042 |  | RESET LANDSCAPING IRRIGATION SYSTEM | LS | LAND | 11
0201099 |  | STEP POOL | LS | ENVR | 11
0201198 |  | REMOVE AND RELOCATE STONES | LS | LAND | 11
0201199 | 84.00 | REMOVE AND RESET FENCE | l.f. | FENC | 11
0201200 |  | RESET HATCH | ea. | CONC | 11
0201206 |  | RESET WOOD FENCE | l.f. | FENC | 11
0201207 |  | RESET BOARD FENCE | l.f. | FENC | 11
0201209 |  | RESET LAWN SPRINKLER | ea. | LAND | 11
0201210 |  | RESET LIGHT POST | ea. | ELEC | 11
0201211 |  | REMOVE SIGN | ea. | SIGN | 11
0201212 |  | RESET WOOD PICKET FENCE | l.f. | FENC | 11
0201214 |  | RESET SIGN | ea. | SIGN | 11
0201215 |  | REMOVE AND RESET GATE | ea. | FENC | 11
0201219 |  | RESET FLOOD LIGHT | ea. | ELEC | 11
0201223 |  | LAWN SPRINKLER SYSTEM | LS | LAND | 11
0201224 |  | REMOVE AND RESET FLAG POLE | LS | LAND | 11
0201226 |  | RELOCATE WOOD FENCE | l.f. | FENC | 11
0201279 |  | PIER MODIFICATIONS | est. | INCD | 11
0201280 |  | BULKHEAD MODIFICATIONS | est. | INCD | 11
0201281 |  | BREAKWATER MODIFICATIONS | est. | INCD | 11
0201282 |  | REMOVAL OF EXISTING BULKHEAD | LS | RMVL | 11
0201297 | 5,957.14 | RELOCATE EXISTING FLAGPOLE | ea. | LAND | 11
0201298 | 3,200.00 | RELOCATE EXISTING TRASH CAN | ea. | LAND | 11
0201303 |  | REMOVE AND RESET STEPPING STONE | LS | LAND | 11
0201306 |  | RELOCATE STOCKADE FENCE | l.f. | FENC | 11
0201310 |  | RELOCATE EXISTING ROCK MONUMENT | LS | FENC | 11
0201315 |  | RELOCATE EXISTING ROCK MONUMENT | ea. | FENC | 11
0201316 |  | RESET TREE GRATE | ea. | FENC | 11
0201319 |  | REBUILD BRICK FENCE POST | ea. | FENC | 11
0201321 |  | RESET GATE | ea. | FENC | 11
0201403 |  | REMOVE SHELTER | ea. | RMVL | 11
0201405 |  | RESET STRUCTURE | LS | NONR | 11
0201451 | 52.65 | TEMPORARY PROTECTIVE FENCE | l.f. | FENC | 11
0201500 | 869.00 | RELOCATION OF MAILBOX | ea. | INCD | 11
0201501 | 500.00 | RESET MAILBOX | ea. | INCD | 11
0201503 |  | MAILBOX SYSTEM | LS | INCD | 11
0201601 | 5,000.00 | RELOCATION OF HISTORIC MONUMENT | LS | INCD | 11
0201602 |  | REMOVE, STORE AND RESET EXISTING BILLBOARD | ea. | INCD | 11
0201700 | 7,500.00 | REMOVE DIRT AND DEBRIS | LS | INCD | 11
0201900 |  | ABANDON COAL CHUTE | LS | RMVL | 11
0201902 | 3,642.00 | INTERPRETATIVE DISPLAY SIGN | ea. | INCD | 11
0202000 | 27.52 | EARTH EXCAVATION | c.y. | ERTH | 11
0202094 |  | EARTH EXCAVATION IN WETLANDS | c.y. | ERTH | 11
0202100 | 50.86 | ROCK EXCAVATION | c.y. | ERTH | 11
0202119 |  | ROCK EXCAVATION (CONTROLLED BLASTING) | c.y. | ERTH | 11
0202120 | 150.00 | ROCK EXCAVATION (NO EXPLOSIVES) | c.y. | ERTH | 11
0202124 |  | ROCK SCALING - HAND METHOD | hr | ERTH | 11
0202126 |  | ROCK EXCAVATION - JACKING PIPE | c.y. | TBD | 11
0202130 |  | SCARIFY BLASTING DRILL HOLES | l.f. | ERTH | 11
0202200 | 49.94 | CHANNEL EXCAVATION-EARTH | c.y. | ERTH | 11
0202214 |  | SUBMARINE CABLE EXCAVATION | c.y. | ERTH | 11
0202215 |  | EXCAVATION AND REUSE OF EXISTING CHANNEL BOTTOM MATERIAL | s.y. | ERTH | 11
0202216 | 112.51 | EXCAVATION AND REUSE OF EXISTING CHANNEL BOTTOM MATERIAL | c.y. | ERTH | 11
0202216.01 | 376.00 | EXCAVATION AND REUSE OF EXISTING CHANNEL BOTTOM MATERIAL (SITE NO.1) | c.y. | ERTH | 11
0202216.02 | 144.00 | EXCAVATION AND REUSE OF EXISTING CHANNEL BOTTOM MATERIAL (SITE NO.2) | c.y. | ERTH | 11
0202217 | 1.00 | SUPPLEMENTAL STREAMBED CHANNEL MATERIAL | est. | ERTH | 11
0202218 | 1.00 | WASHING-IN SUPPLEMENTAL STREAMBED MATERIAL | est. | ERTH | 11
0202219 | 100.00 | GRADED STREAMBED MATERIAL | c.y. | ERTH | 11
0202222 |  | BOULDER PLACEMENT IN RIVER | LS | ERTH | 11
0202223 | 7,768.00 | J-HOOK VANE | ea. | ERTH | 11
0202224 |  | BOULDER PLACEMENT IN RIVER | l.f. | ERTH | 11
0202250 | 250.00 | CHANNEL EXCAVATION-ROCK | c.y. | ERTH | 11
0202254 |  | CULVERT EXCAVATION | c.y. | ERTH | 11
0202300 |  | DISPOSAL/RESTORATION FOR ROCK SLOPE SCALING | LS | ERTH | 11
0202300.01 |  | RESTORATION FOR ROCK SLOPE SCALING | LS | ERTH | 11
0202300.02 |  | DISPOSAL OF SURPLUS MATERIAL | LS | ERTH | 11
0202304 |  | HAZARDOUS WASTE MATERIALS EXCAVATION, HANDLING, AND DISPOSAL | c.y. | ERTH | 11
0202305 |  | HAZARDOUS WASTE MATERIALS EXCAVATION, HANDLING, AND DISPOSAL (TSCA) | c.y. | ERTH | 11
0202306 |  | SPECIAL HAZARDOUS WASTE MATERIALS EXCAVATION, HANDLING, AND DISPOSAL | c.y. | ERTH | 11
0202307 |  | SPECIAL HAZARDOUS WASTE MATERIALS EXCAVATION, HANDLING, AND DISPOSAL (TSCA) | c.y. | ERTH | 11
0202308 |  | EXCAVATION AND DISPOSAL OF UNSUITABLE FILL | c.y. | ERTH | 11
0202310 |  | EXCAVATION AND DISPOSAL OF CONTAMINATED MATERIAL FILL | c.y. | ERTH | 11
0202312 |  | REMOVAL AND DISPOSAL OF CONTAMINATED SOIL | c.y. | ERTH | 11
0202314 | 76.00 | DISPOSAL OF CONTROLLED MATERIALS - LEVEL 1 | ton | ERTH | 11
0202315 | 57.05 | DISPOSAL OF CONTROLLED MATERIALS | ton | ERTH | 11
0202315.25 |  | DISPOSAL OF CONTROLLED MATERIALS - LEVEL 1 | ton | ERTH | 11
0202317 | 754.73 | DISPOSAL OF HAZARDOUS MATERIALS | ton | ERTH | 11
0202319 |  | DISPOSAL/RECYCLE OF ENVIRONMENTAL WASTE | ton | ERTH | 11
0202320 |  | DISPOSAL OF CONTROLLED MATERIALS - DIRECT HAUL | ton | ERTH | 11
0202321 |  | DISPOSAL OF CONTROLLED MATERIALS - LOW PAHS | ton | ERTH | 11
0202322 |  | DISPOSAL OF CONTROLLED MATERIALS - HIGH PAHS | ton | ERTH | 11
0202323 |  | REUSE STOCKPILE STRUCTURAL FILL | c.y. | ERTH | 11
0202324.01 |  | DISPOSAL OF CONCRETE TIES TRACK 2 (NON-SALVAGE)750 | ton | ERTH | 11
0202324.02 |  | DISPOSAL OF TIMBER RR TIES (NON-SALVAGE)220# | ton | ERTH | 11
0202329 | 387,195.60 | MANAGEMENT OF REUSABLE AND SURPLUS SOIL | LS | ERTH | 11
0202330 |  | DISPOSAL OF CONTAMINATED SOIL AND SEDIMENT | est. | ENVR | 11
0202351 | 21.63 | UNSUITABLE MATERIAL EXCAVATION | c.y. | ERTH | 11
0202400 |  | WETLAND CREATION | s.y. | ERTH | 11
0202401 | 56.43 | UNCLASSIFIED EXCAVATION | c.y. | ERTH | 11
0202449 |  | REMOVE TEMPORARY FILL AREA | c.y. | ERTH | 11
0202451 | 499.50 | TEST PIT EXCAVATION | c.y. | ERTH | 11
0202452 | 2,658.77 | TEST PIT | ea. | ERTH | 11
0202453 | 15,000.00 | TEST PITS WITHIN INTERLOCKING LIMITS | ea. | ERTH | 11
0202454 | 1,500.00 | SPECIAL TEST PIT - WATER MAIN | ea. | UTIL | 11
0202455 | 1.07 | TEST PIT (ESTIMATED COST) | est. | ERTH | 11
0202456 | 196.95 | PAVEMENT CORE | ea. | ERTH | 11
0202457 |  | SPECIAL TEST PIT - WATER MAIN - KEYHOLE | ea. | UTIL | 11
0202458 | 625.00 | BRIDGE CORE | ea. | ERTH | 11
0202459 | 2,500.00 | ADDITIONAL TEST PIT EXCAVATION BEYOND 1 CUBIC YARD PER TEST PIT | c.y. | ERTH | 11
0202460 | 7,500.00 | CORE CONCRETE/STONE WALL | ea. | ERTH | 11
0202483 | 1.53 | REMOVAL OF BITUMINOUS CONCRETE PARK CURBING | l.f. | RMVA | 11
0202491 | 15.48 | REMOVAL OF GRANITE STONE CURBING | l.f. | SWCG | 11
0202501 | 8.47 | CUT CONCRETE PAVEMENT | l.f. | INCD | 11
0202502 | 20.36 | REMOVAL OF CONCRETE PAVEMENT | s.y. | RMVC | 11
0202503 | 12.81 | REMOVAL OF CONCRETE CURBING | l.f. | SWCG | 11
0202510 | 35.00 | SIDEWALK REMOVAL | s.y. | SWCG | 11
0202512 | 11.25 | CUT CONCRETE SIDEWALK | l.f. | SWCG | 11
0202513 | 38.21 | REMOVAL OF CONCRETE SIDEWALK | s.y. | SWCG | 11
0202515 | 20.00 | REMOVAL OF CONCRETE APRON | s.y. | RMVC | 11
0202523 |  | EXPLORATORY EXCAVATION | s.y. | RMVA | 11
0202526 |  | REMOVE BITUMINOUS CONCRETE ISLAND | LS | RMVA | 11
0202527 | 295.00 | TIMBER SPOT-TIE REPLACEMENT | ea. | RMVL | 11
0202528 | 331.11 | REMOVAL OF RAILROAD TRACKS | l.f. | RMVL | 11
0202529 | 3.50 | CUT BITUMINOUS CONCRETE PAVEMENT | l.f. | RMVC | 11
0202530 | 28.58 | REMOVAL OF BITUMINOUS SIDEWALK | s.y. | SWCG | 11
0202532 |  | CONCRETE SPOT-TIE REPLACEMENT | ea. | RMVL | 11
0202533 | 17.56 | REMOVAL OF EXISTING CURBING | l.f. | SWCG | 11
0202534 |  | REMOVAL OF TEMPORARY ROADWAY BARRICADE | LS | RMVL | 11
0202537 |  | REMOVE DECK CONCRETE SURFACE | s.y. | RMVC | 11
0202550 | 1,100.00 | REMOVE AND RESET MONUMENT | LS | RMVL | 11
0202552 |  | IRON PIN | ea. | INCD | 11
0202559 | 1,111.88 | REMOVE AND RESET SURVEY MONUMENT | ea. | INCD | 11
0202560 | 816.63 | PROTECT SURVEY MONUMENT | ea. | INCD | 11
0202563 |  | REMOVAL OF TROLLEY TRACKS | l.f. | RMVL | 11
0202565 |  | CONCRETE MONUMENT | ea. | INCD | 11
0202574 | 1,939.11 | RESET MONUMENT | ea. | INCD | 11
0202575 | 1,455.00 | FURNISH AND INSTALL MONUMENT | ea. | INCD | 11
0202579 |  | PREFABRICATED VERTICAL (PV) DRAINS | l.f. | DRAN | 11
0202582 |  | INCLINOMETER | ea. | ERTH | 11
0202590 | 38,425.00 | PROTECTIVE MATTING SYSTEM ACCESS ROAD | LS | ENVR | 11
0202593.01 |  | ACCESS ROAD (SITE NO. 1) | LS | ERTH | 11
0202593.02 |  | ACCESS ROAD (SITE NO. 2) | LS | ERTH | 11
0202595 |  | TEMPORARY ROADWAY CONSTRUCTION | LS | ERTH | 11
0202596 |  | RESET STONE PILLAR | ea. | ERTH | 11
0202597 | 50,000.00 | STONE PILLAR | LS | ERTH | 11
0202598 |  | RELOCATE STONE PILLAR | LS | ERTH | 11
0202601 |  | SETTLEMENT PLATFORM | ea. | ERTH | 11
0202602 |  | PIEZOMETERS | ea. | ERTH | 11
0202603 |  | ACCESS ROAD (SITE NO. 3) | LS | ERTH | 11
0202604 |  | ACCESS ROAD (SITE NO. 4) | LS | ERTH | 11
0202608 |  | INCLINOMETER CASING | l.f. | ERTH | 11
0202628 |  | MONITORING ADJUSTMENTS | day | ERTH | 11
0202629 | 687,466.67 | SETTLEMENT MONITORING PROGRAM | LS | ERTH | 11
0202630 |  | DEFORMATION MONITORING POINTS (DMPS) | LS | ERTH | 11
0202634 | 422,610.00 | GEOTECHNICAL INSTRUMENTATION | LS | ERTH | 11
0202637 |  | UTILITY MONITORING POINT | ea. | ERTH | 11
0202639 |  | MONITORING WELL | ea. | ERTH | 11
0202640 | 1,941.96 | 2-INCH GROUNDWATER MONITORING WELL ABANDONMENT | ea. | ERTH | 11
0202641 | 2,677.18 | 4" GROUNDWATER MONITORING WELL ABANDONMENT | ea. | ERTH | 11
0202642 | 1.00 | ABANDONMENT OF WELLS (ESTIMATED COST) | est. | ERTH | 11
0202643 |  | LOWERING OF EXISTING WELL CASING | LS | ERTH | 11
0202645 |  | STRAIN GAGE WIRING | l.f. | ELEC | 11
0202646 |  | STRAIN GAGE INSTALLATION ASSISTANCE | hr | ELEC | 11
0202647 |  | UTILITY MONITORING POINT | LS | ERTH | 11
0202652 |  | DRILLED ROCK DRAINS | FT | ERTH | 11
0202653 |  | PERMANENT RELIEF WELLS | ea. | ERTH | 11
0202654 |  | ADJUST MONITORING WELL | ea. | ERTH | 11
0202661 |  | SETTLEMENT REFERENCE POINTS (TYPE 1) | ea. | ERTH | 11
0202662 |  | SETTLEMENT REFERENCE POINTS (TYPE 2) | ea. | ERTH | 11
0202663 |  | SETTLEMENT REFERENCE POINTS (TYPE 3) | ea. | ERTH | 11
0202896 | 10,000.00 | PROTECTION OF BUILDING AND PROPERTY | LS | ERTH | 11
0202909 |  | ARCHAEOLOGIST | hr | INCD | 11
0202911.01 |  | CONDITION SURVEY (SITE NO. 1) | LS | INCD | 11
0202911.02 |  | CONDITION SURVEY (SITE NO. 2) | LS | INCD | 11
0202911.03 |  | CONDITION SURVEY (SITE NO. 3) | LS | INCD | 11
0202911.04 |  | CONDITION SURVEY (SITE NO. 4) | LS | INCD | 11
0202911.05 |  | CONDITION SURVEY (SITE NO. 5) | LS | INCD | 11
0202911.06 |  | CONDITION SURVEY (SITE NO. 6) | LS | INCD | 11
0202911.07 |  | CONDITION SURVEY (SITE NO. 7) | LS | INCD | 11
0202911.08 |  | CONDITION SURVEY (SITE NO. 8) | LS | INCD | 11
0202912 |  | CONDITION SURVEY (SITE NO. 2) | LS | INCD | 11
0202913 |  | CONDITION SURVEY (SITE NO. 3) | LS | INCD | 11
0202916 |  | CONDITION SURVEY (SITE NO. 6) | LS | ERTH | 11
0202917 |  | CONDITION SURVEY (SITE NO. 7) | LS | ERTH | 11
0202918 | 50,000.00 | INSPECTION AND SURVEY OF WATERWAY | LS | ERTH | 11
0202998 | 1.00 | ROADWAY MAINTENANCE (ESTIMATED COST) | est. | ERTH | 11
0202999 |  | MAINTAIN SEWER FLOWS | LS | ERTH | 11
0203000 | 46.33 | STRUCTURE EXCAVATION - EARTH (COMPLETE) | c.y. | ERTH | 11
0203100 | 90.24 | STRUCTURE EXCAVATION ROCK (COMPLETE) | c.y. | ERTH | 11
0203125 |  | STRUCTURE EXCAVATION - ROCK (CONTROLLED BLASTING) | c.y. | ERTH | 11
0203202 | 46.03 | STRUCTURE EXCAVATION-EARTH (EXCLUDING COFFERDAM AND DEWATERING) | c.y. | ERTH | 11
0203304 | 127.91 | STRUCTURE EXCAVATION - ROCK (EXCLUDING COFFERDAM & DEWATERING) | c.y. | ERTH | 11
0203315 | 13.89 | TRANSPORTING AND PLACING EXCESS MATERIAL | c.y. | ERTH | 11
0203321 |  | GEOTECHNICAL MONITORING AND TESTING | LS | EROC | 11
0203402 |  | INTENSIVE SURFACE COMPACTION | s.f. | ERTH | 11
0204001 | 356.42 | COFFERDAM AND DEWATERING | l.f. | ERTH | 11
0204090 |  | COFFERDAM AND DEWATERING PIER 11 | l.f. | ERTH | 11
0204091 |  | COFFERDAM AND DEWATERING PIER 12 | l.f. | ERTH | 11
0204092 |  | COFFERDAM AND DEWATERING PIER 13 | l.f. | ERTH | 11
0204093 |  | COFFERDAM AND DEWATERING PIER 14 | l.f. | ERTH | 11
0204094 |  | COFFERDAM AND DEWATERING PIER 15 | l.f. | ERTH | 11
0204095 |  | COFFERDAM AND DEWATERING PIER 16 | l.f. | ERTH | 11
0204111 | 25,000.00 | COFFERDAM AND DEWATERING | LS | ERTH | 11
0204139 | 187.74 | COFFERDAM MATERIAL LEFT IN PLACE | l.f. | ERTH | 11
0204151 | 117,059.09 | HANDLING WATER | LS | DRAN | 11
0204152 |  | HANDLING WATER - WATERCOURSE RELOCATION | LS | DRAN | 11
0204153 |  | HANDLING WATER (ESTIMATED COST) | est. | DRAN | 11
0204189 |  | HANDLING WATER - PRECAST CONCRETE BOX CULVERT | LS | DRAN | 11
0204212 |  | TRANSPORTATION OF CONTAMINATED GROUND WATER | m.ga | ENVR | 11
0204213 | 304,723.83 | HANDLING CONTAMINATED GROUNDWATER | LS | ENVR | 11
0204214 |  | HANDLING CONTAMINATED GROUNDWATER (SITE NO. 1) | LS | ENVR | 11
0204215 |  | HANDLING CONTAMINATED GROUNDWATER (SITE NO. 2) | LS | ENVR | 11
0204401.01 |  | HANDLING WATER (SITE NO.1) | LS | ERTH | 11
0204401.02 |  | HANDLING WATER (SITE NO.2) | LS | ERTH | 11
0204402 | 302,000.00 | HANDLING WATER (SITE NO.2) | LS | ERTH | 11
0204403 |  | HANDLING WATER (SITE NO.3) | LS | ERTH | 11
0204404 | 70,000.00 | HANDLING WATER (SITE NO.4) | LS | ERTH | 11
0204405 |  | HANDLING WATER (SITE NO.5) | LS | ERTH | 11
0204408 |  | HANDLING WATER (SITE NO.8) | LS | ERTH | 11
0204413 | 161,733.00 | HANDLING WATER (SITE NO.13) | LS | ERTH | 11
0204414 | 143,125.00 | HANDLING WATER (SITE NO.14) | LS | ERTH | 11
0204415 | 147,647.00 | HANDLING WATER (SITE NO.15) | LS | ERTH | 11
0204416 | 116,831.00 | HANDLING WATER (SITE NO.16) | LS | ERTH | 11
0204417 | 214,773.00 | HANDLING WATER (SITE NO.17) | LS | ERTH | 11
0204418 | 253,002.00 | HANDLING WATER (SITE NO.18) | LS | ERTH | 11
0204420 | 257,866.00 | HANDLING WATER (SITE NO.20) | LS | ERTH | 11
0204421 | 123,255.00 | HANDLING WATER (SITE NO.21) | LS | ERTH | 11
0204422 | 133,289.00 | HANDLING WATER (SITE NO.22) | LS | ERTH | 11
0204423 | 267,190.00 | HANDLING WATER (SITE NO.23) | LS | ERTH | 11
0204424 | 84,713.00 | HANDLING WATER (SITE NO.24) | LS | ERTH | 11
0204425 | 189,552.00 | HANDLING WATER (SITE NO.25) | LS | ERTH | 11
0204438 | 219,162.00 | HANDLING WATER (SITE NO.38) | LS | ERTH | 11
0204502 |  | CONTROLLED HANDLING AND TRANSFER OF CONTAMINATED GROUNDWATER | m.ga | ERTH | 11
0204503 | 472,012.31 | DEWATERING | LS | ERTH | 11
0204504 |  | DEWATER, CONTROL AND DIVERSION OF WATER | LS | ERTH | 11
0204601 |  | HANDLING WATER (SITE NO. 201) | LS | ERTH | 11
0204649 |  | MARINE ENCLOSURE | l.f. | TBD | 11
0204651 |  | TEMPORARY PRECAST FOUNDATION SEAL ASSEMBLY | ea. | DRAN | 11
0204652 |  | RELOCATE TEMPORARY PRECAST FOUNDATION SEAL ASSEMBLY | ea. | DRAN | 11
0205001 |  | TRENCH EXCAVATION 0'-4' DEEP | c.y. | ERTH | 11
0205002 |  | ROCK IN TRENCH EXCAVATION 0'-4' DEEP | c.y. | ERTH | 11
0205003 | 166.86 | TRENCH EXCAVATION 0'-10' DEEP | c.y. | ERTH | 11
0205004 | 175.00 | ROCK IN TRENCH EXCAVATION 0'-10' DEEP | c.y. | ERTH | 11
0205005 |  | TRENCH EXCAVATION 0'-15' DEEP | c.y. | ERTH | 11
0205006 | 280.00 | ROCK IN TRENCH EXCAVATION 0'-15' DEEP | c.y. | ERTH | 11
0205007 |  | TRENCH EXCAVATION 0'- 20' DEEP | c.y. | ERTH | 11
0205008 |  | ROCK IN TRENCH EXCAVATION 0'-20' DEEP | c.y. | ERTH | 11
0205009 |  | TRENCH EXCAVATION (0' - 25') DEEP | c.y. | ERTH | 11
0205010 |  | ROCK IN TRENCH EXCAVATION 0' - 25' DEEP | c.y. | ERTH | 11
0205040 |  | ABANDON DRAINAGE STRUCTURE | ea. | DRAN | 11
0205041 |  | ABANDON DRAINAGE STRUCTURE | LS | DRAN | 11
0205088 |  | EXCAVATION FOR UTILITY REMOVAL | c.y. | ERTH | 11
0205999 |  | SPECIAL TRENCH EXCAVATION AND BACKFILL | l.f. | ERTH | 11
0206000 | 30.13 | DITCH EXCAVATION | c.y. | ERTH | 11
0206101 |  | ROCK IN DITCH EXCAVATION | c.y. | ERTH | 11
0207000 | 11.12 | BORROW | c.y. | ERTH | 11
0207006 |  | FURNISH BORROW | c.y. | ERTH | 11
0207008 |  | FURNISH REUSE COMMON BORROW | c.y. | ERTH | 11
0207010 |  | SPECIAL BACKFILL | c.y. | ERTH | 11
0207020 |  | RIVER BACKFILL | c.y. | ERTH | 11
0207150 | 210.00 | LIGHTWEIGHT FILL | c.y. | ERTH | 11
0208000 | 55.38 | FREE-DRAINING MATERIAL | c.y. | ERTH | 11
0208602 |  | SAND | c.y. | ERTH | 11
0208702 |  | BROKEN STONE BACKFILL | c.y. | ERTH | 11
0208801 |  | CRUSHER RUN STONE | c.y. | ERTH | 11
0208812 |  | COMPACTED IMPERVIOUS FILL | c.y. | ERTH | 11
0209001 | 3.63 | FORMATION OF SUBGRADE | s.y. | ERTH | 11
0209006 | 152.90 | UNDERPINNING | c.f. | ERTH | 11
0209010 |  | RUBBLIZATION OF PORTLAND CEMENT CONCRETE PAVEMENT | s.y. | CONC | 11
0209013 |  | UNDERPINNING (SITE NO. 3) | LS | ERTH | 11
0209016 |  | UNDERPINNING (SITE NO. 6) | LS | ERTH | 11
0210016 |  | WATER QUALITY SWALE | c.y. | ENVR | 11
0210017 | 165,000.00 | INFILTRATION SYSTEM | LS | DRAN | 11
0210018 |  | INFILTRATION SYSTEM | l.f. | ENVR | 11
0210019 |  | PRECAST CONCRETE INFILTRATION SYSTEM | ea. | ENVR | 11
0210020 |  | BIO-RETENTION SYSTEM | LS | ENVR | 11
0210021.02 |  | UNDERGROUND STORMWATER INFILTRATION SYSTEM (SITE NO.2) | LS | DRAN | 11
0210021.08 |  | UNDERGROUND STORMWATER INFILTRATION SYSTEM (SITE NO.8) | LS | DRAN | 11
0210021.10 |  | UNDERGROUND STORMWATER INFILTRATION SYSTEM (SITE NO.10) | LS | DRAN | 11
0210040 | 70,095.12 | OIL-WATER SEPARATOR | ea. | ENVR | 11
0210041 | 225,963.66 | OIL-WATER SEPARATOR WITH COALESCING PLATES | ea. | ENVR | 11
0210106 | 522.97 | TEMPORARY CHECK DAM | ea. | ENVR | 11
0210107 | 150.00 | TEMPORARY CHECK DAM | c.y. | ENVR | 11
0210116 | 675.00 | STONE CHECK DAM | ea. | ENVR | 11
0210118 | 4,363.64 | LEVEL SPREADER | ea. | ENVR | 11
0210152 |  | CRUSHED STONE FOR DIKES AND CHECK DAMS | ton | ENVR | 11
0210160 |  | TEMPORARY DIKE | ea. | ENVR | 11
0210200 | 1.10 | TEMPORARY SLOPE PROTECTION | s.y. | ENVR | 11
0210300 |  | OIL ABSORBENT BOOM | l.f. | ENVR | 11
0210301 |  | OIL ABSORBENT BLANKET | l.f. | ENVR | 11
0210302 |  | CONTAINMENT BOOM | l.f. | ENVR | 11
0210303 |  | TURBIDITY CONTROL CURTAINS | LS | ENVR | 11
0210305 |  | RELOCATED TURBIDITY CONTROL CURTAINS | l.f. | ENVR | 11
0210306 | 16.54 | TURBIDITY CONTROL CURTAINS | l.f. | ENVR | 11
0210307 |  | FLOATATION SLIT CURTAIN | l.f. | ENVR | 11
0210308 |  | DELIVERY AND INSTALLATION OF TURBIDITY CONTROL CURTAINS | l.f. | ENVR | 11
0210309 |  | MAINTENANCE AND RELOCATION OF TURBIDITY CONTROL CURTAINS | l.f. | ENVR | 11
0210310 |  | REMOVAL OF TURBIDITY CONTROL CURTAINS | l.f. | ENVR | 11
0210311 | 60.00 | FLOATING DEMARCATION SYSTEM | l.f. | ENVR | 11
0210821 | 1.00 | WATER POLLUTION CONTROL | est. | ENVR | 11
0211000 | 34.59 | ANTI-TRACKING PAD | s.y. | ENVR | 11
0211001 | 15,362.00 | TRACK OUT MAT SYSTEM | ea. | ENVR | 11
0212000 | 61.64 | SUBBASE | c.y. | BASE | 11
0212010.12 |  | FULL DEPTH RECLAMATION (12 INCH MAXIMUM DEPTH) | s.y. | BASE | 11
0212010.20 |  | FULL DEPTH RECLAMATION (20 INCH MAXIMUM DEPTH) | s.y. | BASE | 11
0213000 |  | GRAVEL FILL | c.y. | BASE | 11
0213015 |  | INTERMEDIATE SIZE ROCK FILL | c.y. | BASE | 11
0213050 |  | BANK RUN GRAVEL | c.y. | BASE | 11
0213051 |  | GRAVEL STREAMBED MATERIAL | c.y. | BASE | 11
0213100 | 80.56 | GRANULAR FILL | c.y. | BASE | 11
0213110 |  | GRANULAR FILL FOR SUBMARINE CABLE | c.y. | BASE | 11
0213732 |  | PEASTONE GRAVEL BACKFILL | c.y. | BASE | 11
0213901 | 140.00 | BALLAST | c.y. | BASE | 11
0213902 | 193.10 | SUBBALLAST | c.y. | BASE | 11
0213904 |  | BALLAST MAT | s.f. | BASE | 11
0214000 | 107.11 | COMPACTED GRAVEL FILL | c.y. | BASE | 11
0214100 | 62.40 | COMPACTED GRANULAR FILL | c.y. | BASE | 11
0216000 | 55.38 | PERVIOUS STRUCTURE BACKFILL | c.y. | BASE | 11
0216005 |  | PERVIOUS STRUCTURE BACKFILL (REUSE) | c.y. | BASE | 11
0216006 | 110.00 | LIGHTWEIGHT ENGINEERED FILL | c.y. | BASE | 11
0216008 |  | FURNISH PERVIOUS STRUCTURE BACKFILL | c.y. | BASE | 11
0216009 |  | EXPANDED POLYSTYRENE FILL | c.y. | ERTH | 11
0216011 | 1,457.65 | FLOWABLE FILL | c.y. | BASE | 11
0216012 | 373.22 | CONTROLLED LOW STRENGTH MATERIAL | c.y. | BASE | 11
0216013 |  | EXPANDED POLYSTYRENE FILL (1.25 PCF DENSITY) | c.y. | ERTH | 11
0216014 |  | EXPANDED POLYSTYRENE FILL (1.5 PCF DENSITY) | c.y. | ERTH | 11
0216015 | 150.00 | EXPANDED POLYSTYRENE FILL (2.0 PCF DENSITY) | c.y. | ERTH | 11
0216020 |  | LOW DENSITY CELLULAR CONCRETE FILL (CATEGORY I) | c.y. | BASE | 11
0216030 | 27.00 | SYNTHETIC COMPRESSIBLE INCLUSION | s.f. | ERTH | 11
0217002 |  | PRELOAD FILL | c.y. | BASE | 11
0217003 |  | PRELOAD FILL | LS |  | 11
0218009 |  | PORTABLE FILTER SHELL | day | ENVR | 11
0219001 | 6.60 | SEDIMENTATION CONTROL SYSTEM | l.f. | EROC | 11
0219002 | 14.50 | SEDIMENTATION CONTROL HAY BALE SYSTEM | l.f. | ENVR | 11
0219003 | 6.34 | SEDIMENTATION CONTROL FILTER FABRIC FENCE SYSTEM | l.f. | ENVR | 11
0219004 |  | STORM WATER POLLUTION CONTROLS | LS | ENVR | 11
0219005 |  | SEDIMENTATION CONTROL COMPOSITE FILTER SOCK SYSTEM | l.f. | ENVR | 11
0219008 |  | SEDIMENTATION CONTROL (STONE DIKE) | l.f. | ENVR | 11
0219011 | 230.24 | SEDIMENT CONTROL SYSTEM AT CATCH BASIN | ea. | ENVR | 11
0219012 |  | SEDIMENTATION CONTROL SYSTEM - CHANNEL | l.f. | ENVR | 11
0219020 |  | PORTABLE SEDIMENTATION FILTRATION SYSTEM | week | ENVR | 11
0219050 | 205.79 | CATCH BASIN SEDIMENT FILTER | ea. | ENVR | 11
0240030 |  | INFILTRATION TRENCH | c.y. | ENVR | 11
0240031 |  | DRYWELL/LEACHING CATCH BASIN | ea. | ENVR | 11
0286001.10 | 201.44 | ROCK IN DRAINAGE TRENCH EXCAVATION 0'-10' DEEP | c.y. | ERTH | 11
0286001.20 | 477.25 | ROCK IN DRAINAGE TRENCH EXCAVATION 0'-20' DEEP | c.y. | ERTH | 11
0302905 | 64.80 | WASHED STONE | s.y. | BASE | 11
0304002 | 64.32 | PROCESSED AGGREGATE BASE | c.y. | BASE | 11
0305000 | 63.36 | PROCESSED AGGREGATE | ton | BASE | 11
0305001 | 79.64 | PROCESSED AGGREGATE | c.y. | BASE | 11
0401000 | 450.00 | CONCRETE FOR PAVEMENT | c.y. | CONC | 11
0401008 | 230.00 | COLORED STAMPED CONCRETE | c.y. | CONC | 11
0401101 | 57.00 | MAT REINFORCEMENT FOR CONCRETE PAVEMENT | s.y. | CONC | 11
0401152 | 1,832.18 | CONCRETE PAVEMENT REPLACEMENT FOR ROADWAY (FULL DEPTH) | c.y. | CONC | 11
0401154 | 40.50 | CONCRETE PAVEMENT UNDERSEALING | s.f. | CONC | 11
0401157 |  | REMOVAL AND REPLACEMENT OF UNSUITABLE MATERIAL FROM CONCRETE PAVEMENT | c.y. | RMVC | 11
0401159 |  | DIAMOND GRINDING | s.y. | RMVC | 11
0401160 |  | LONGITUDINAL GROOVING | s.y. | RMVC | 11
0401201 | 34.26 | TRANSVERSE CONTRACTION JOINT | l.f. | CONC | 11
0401202 |  | TRANSVERSE EXPANSION JOINT | l.f. | CONC | 11
0401301 |  | LONGITUDINAL JOINT SUPPORT | ea. | CONC | 11
0401302 | 14.19 | LONGITUDINAL CONTRACTION JOINT | l.f. | CONC | 11
0401441 | 50.00 | 1/2" PREFORMED EXPANSION JOINT FILLER | s.f. | CONC | 11
0401442 | 3.50 | 3/4" PREFORMED EXPANSION JOINT FILLER | s.f. | CONC | 11
0401712 |  | CLEANING AND RESEALING JOINTS IN PCC PAVEMENT | l.f. | CONC | 11
0402901 | 60.00 | GRANITE BLOCK PAVING | s.f. | CONC | 11
0402902 |  | POROUS PAVER BRICK | s.f. | CONC | 11
0402903 |  | BRICK PAVING | s.f. | CONC | 11
0402904 |  | GRANITE COBBLE AMENITY STRIP | s.f. | TBD | 11
0402905 |  | GRANITE COBBLE DRIVEWAY APRON | s.f. | TBD | 11
0403872 |  | COLD - IN - PLACE RECYCLED PAVEMENT | s.y. | ASPH | 11
0406002 | 83.28 | TEMPORARY PAVEMENT | s.y. | ASPH | 11
0406121 | 147.67 | HOT POUR MASTIC - SURFACE PATCHING | s.y. | ASPH | 11
0406122 | 466.58 | HOT POUR MASTIC - PARTIAL DEPTH PATCHING | s.y. | ASPH | 11
0406123 |  | HOT POUR MASTIC - SURFACE PATCHING ON PCC | s.f. | ASPH | 11
0406124 | 45.83 | BITUMINOUS CONCRETE SURFACE PATCHING | s.y. | ASPH | 11
0406125.10 | 111.50 | BITUMINOUS CONCRETE PATCHING - PARTIAL DEPTH ON PCC | s.y. | ASPH | 11
0406125.20 | 94.40 | BITUMINOUS CONCRETE PATCHING - PARTIAL DEPTH | s.y. | ASPH | 11
0406128.10 | 210.30 | BITUMINOUS CONCRETE PATCHING - FULL DEPTH ON PCC BASE | s.y. | ASPH | 11
0406128.20 | 168.91 | BITUMINOUS CONCRETE PATCHING - FULL DEPTH | s.y. | ASPH | 11
0406128.30 | 215.17 | BITUMINOUS CONCRETE PATCHING - PAVEMENT RECONSTRUCTION | s.y. | ASPH | 11
0406132 | 6.04 | ASPHALT RUBBER CHIP SEAL | s.y. | SEAL | 11
0406134 | 3.72 | CHIP SEAL | s.y. | SEAL | 11
0406154 | 230.42 | BINDER RICH INTERMEDIATE COURSE | ton | ASPH | 11
0406155 |  | LOW PERMEABILITY BITUMINOUS CONCRETE OVERLAY | ton | ASPH | 11
0406156 | 199.35 | THIN FRICTION WEARING COURSE | ton | ASPH | 11
0406157 | 124.48 | PMA S0.25 | ton | ASPH | 11
0406158 | 136.96 | PMA S0.375 | ton | ASPH | 11
0406159 | 136.81 | PMA S0.5 | ton | ASPH | 11
0406160 | 126.92 | PMA S1 | ton | ASPH | 11
0406163 | 23.09 | HIGH FRICTION SURFACE TREATMENT | s.y. | TBD | 11
0406169 |  | HMA S1 - Extra Asphalt | ton | ASPH | 11
0406170 | 147.93 | HMA S1 | ton | ASPH | 11
0406171 | 152.96 | HMA S0.5 | ton | ASPH | 11
0406172 | 166.76 | HMA S0.375 | ton | ASPH | 11
0406173 | 146.29 | HMA S0.25 | ton | ASPH | 11
0406174 | 206.30 | STONE MATRIX ASPHALT | ton | ASPH | 11
0406176 | 33.37 | FLEXIBLE PERVIOUS PAVEMENT | s.f. | ASPH | 11
0406179 |  | HMA - ASPHALT RUBBER GAP GRADED | ton | ASPH | 11
0406180 | 1.00 | HOT MIX ASPHALT SMOOTHNESS ADJUSTMENT (ESTIMATED COST) | est. | ASPH | 11
0406181 | 111.00 | BMD S0.375 | ton | ASPH | 11
0406182 | 108.00 | BMD S0.5 | ton | ASPH | 11
0406192 | 3.99 | POLYMER MODIFIED ASPHALT EMULSION (TYPE 1) | gal | ASPH | 11
0406193 | 8.31 | ULTRA-THIN BONDED PMA PAVEMENT (TYPE B) | s.y. | ASPH | 11
0406194 | 2.70 | JOINT AND CRACK SEALING OF BITUMINOUS CONCRETE PAVEMENT | l.f. | SEAL | 11
0406195 | 2.11 | FILLING JOINTS AND CRACKS IN BITUMINOUS CONCRETE PAVEMENT | l.f. | SEAL | 11
0406196 | 0.91 | JOINT AND CRACK FILLING OF BITUMINOUS CONCRETE PAVEMENT | s.y. | SEAL | 11
0406198 | 0.69 | JOINT AND CRACK SEALING OF BITUMINOUS CONCRETE PAVEMENT | s.y. | SEAL | 11
0406201 |  | SAFETY EDGE | l.f. | SEAL | 11
0406210 |  | POLYESTER POLYMER CONCRETE OVERLAY | s.f. | ASPH | 11
0406236 | 7.86 | MATERIAL FOR TACK COAT | gal | ASPH | 11
0406238 | 8.58 | NON-TRACKING ASPHALT TACK COAT | gal | ASPH | 11
0406250 |  | MILLING AND PAVING SAME SHIFT | s.y. | ASPH | 11
0406286 | 119.26 | MILLING FOR PAVEMENT TRANSITIONS | s.y. | RMVA | 11
0406300 |  | 50 MIL PAVEMENT MARKING GROOVE 5" WIDE | l.f. | ASPH | 11
0406302 |  | 50 MIL PAVEMENT MARKING GROOVE 7" WIDE | l.f. | ASPH | 11
0406303 | 29.77 | SAWING AND SEALING JOINTS | l.f. | SEAL | 11
0406305 |  | CLEANING AND RESEALING FILLED BRIDGE JOINTS | l.f. | SEAL | 11
0406307 |  | 50 MIL PAVEMENT MARKING GROOVE 9" WIDE | l.f. | ASPH | 11
0406310 | 102.64 | CLEAN AND RESEAL EXISTING FILLED BRIDGE JOINTS | l.f. | SEAL | 11
0406312 | 13.62 | GUTTER LINE SEALING FOR BRIDGES | l.f. | SEAL | 11
0406313 |  | 50 MIL PAVEMENT MARKING GROOVE 13" WIDE | l.f. | ASPH | 11
0406314 | 0.51 | 80 MIL PAVEMENT MARKING GROOVE 5" WIDE | l.f. | ASPH | 11
0406315 | 0.57 | 80 MIL PAVEMENT MARKING GROOVE 7" WIDE | l.f. | ASPH | 11
0406316 | 0.92 | 80 MIL PAVEMENT MARKING GROOVE 9" WIDE | l.f. | ASPH | 11
0406317 | 0.62 | 80 MIL PAVEMENT MARKING GROOVE 13" WIDE | l.f. | ASPH | 11
0406600 | 5.11 | MATERIAL TRANSFER VEHICLE | ton | ASPH | 11
0406606 | 2.81 | DOCUMENTATION OF UNIFORM PLACEMENT OF BITUMINOUS CONCRETE (PAVER) | ton | ASPH | 11
0406607 | 1.42 | DOCUMENTATION OF UNIFORM COMPACTION OF BITUMINOUS CONCRETE (ROLLER) | ton | ASPH | 11
0406608 | 0.08 | DOCUMENTATION OF UNIFORM PLACEMENT OF BITUMINOUS CONCRETE (PAVER) | s.y. | ASPH | 11
0406609 | 0.07 | DOCUMENTATION OF UNIFORM COMPACTION OF BITUMINOUS CONCRETE (ROLLER) | s.y. | ASPH | 11
0406704 | 1.71 | EMULSIFIED ASPHALT FOG SEAL | s.y. | ASPH | 11
0406750 |  | SPLIT MEDIAN BARRIER CURB JOINT FOR BRIDGES | l.f. | ASPH | 11
0406899 | 6,537.26 | E-TICKETING (BITUMINOUS CONCRETE) | LS | INCD | 11
0406900 |  | MICROSURFACING | s.y. | SEAL | 11
0406901 |  | MICROSURFACING FOR RUT FILLING | ton | SEAL | 11
0406993 | 29.00 | BITUMINOUS CONCRETE PAVEMENT COLORING AND STAMPING | s.f. | ASPH | 11
0406995 |  | ILLUMINATION FOR NIGHT CONCRETE SLIP FORMING (MOBILE) | hr | INCD | 11
0406999 | 1.00 | ASPHALT ADJUSTMENT COST (ESTIMATED COST) | est. | ASPH | 11
0407001 | 0.57 | RUMBLE STRIPS-AUTOMATED | l.f. | ASPH | 11
0407002 | 0.63 | RUMBLE STRIPS-MANUAL | l.f. | ASPH | 11
0407003 | 7.77 | REMOVAL OF RUMBLE STRIPS | l.f. | RMVA | 11
0407004 |  | RUMBLE STRIPS NON-FREEWAY | l.f. | ASPH | 11
0407005 | 5.32 | CENTERLINE RUMBLE STRIPS | l.f. | ASPH | 11
0407006 | 0.75 | CENTERLINE RUMBLE STRIPS - SINUSOIDAL MILL | l.f. | ASPH | 11
0409001 | 3.92 | FINE MILLING OF BITUMINOUS CONCRETE (0" TO 4") | s.y. | RMVA | 11
0409002 | 7.00 | STANDARD MILLING OF BITUMINOUS CONCRETE (GREATER THAN 4" UP TO 8") | s.y. | RMVA | 11
0409003 | 70.00 | STANDARD MILLING OF BITUMINOUS CONCRETE (GREATER THAN 8") | s.y. | RMVA | 11
0409004 |  | MICRO-MILLING OF BITUMINOUS CONCRETE (0" TO 3") | s.y. | RMVA | 11
0409005 | 31.80 | REMOVAL OF EXISTING WEARING SURFACE | s.y. | RMVA | 11
0409006 | 8.74 | COARSE MILLING OF BITUMINOUS CONCRETE (GREATER THAN 4" UP TO 8") | s.y. | RMVA | 11
0409007 | 51.12 | COURSE MILLING OF BITUMINOUS CONCRETE (GREATER THAN 8") | s.y. | RMVA | 11
0411000 |  | ROLLED BANK GRAVEL SURFACE | c.y. | BASE | 11
0413001 |  | TRAFFIC BOUND GRAVEL SURFACE | c.y. | BASE | 11
0415001 | 240.56 | PRESSURE RELIEF JOINT | s.y. | ASPH | 11
0502100 |  | TEMPORARY CROSSING | LS | TRNS | 11
0502103 |  | TEMPORARY SERVICE DOCK | LS | TRNS | 11
0502182 | 3,547.05 | RUBBER GRADE CROSSING | l.f. | TRNS | 11
0502183 |  | REMOVAL OF RAILROAD SPUR | l.f. | TRNS | 11
0502184 | 134,000.00 | SPECIAL TRACKWORK GRADE CROSSING | LS | TRNS | 11
0502185 |  | TEMPORARY TRESTLE (SITE NO. 1) | LS | INCD | 11
0502186 |  | TEMPORARY TRESTLE (SITE NO. 2) | LS | INCD | 11
0502190 |  | TEMPORARY RAMP | ea. | TRNS | 11
0502194 |  | TEMPORARY WALKWAY | LS | TRNS | 11
0502195 |  | TEMPORARY BRIDGE | LS | TBD | 11
0502196 |  | REPAIR OF TEMPORARY BRIDGE DUE TO IMPACT DAMAGE | est. | TBD | 11
0502197 |  | TEMPORARY DRIVEWAY | LS | TRNS | 11
0502206 |  | TEMPORARY PEDESTRIAN BRIDGE | LS | TRNS | 11
0502223 |  | TEMPORARY BRIDGE AND APPROACHES | LS | TRNS | 11
0502234 | 750.00 | TEMPORARY GRADE CROSSING | l.f. | TRNS | 11
0502235 | 45,000.00 | LIGHTED PEDESTRIAN SIDEWALK ENCLOSURES | LS | TRNS | 11
0502236 | 2,845.24 | PAVED GRADE CROSSING | l.f. | TRNS | 11
0502237 |  | TEMPORARY RAILROAD TRACK RELOCATION | LS | TRNS | 11
0502249 |  | TEMPORARY WALKWAY (SITE NO. 2) | LS | STRS | 11
0502250 |  | TEMPORARY WALKWAY (SITE NO. 6) | LS | STRS | 11
0502251 |  | TEMPORARY WALKWAY (SITE NO. 10) | LS | STRS | 11
0503000 |  | REMOVAL OF FLOORBEAMS AND DECK | LS | STRS | 11
0503001 | 546,882.35 | REMOVAL OF SUPERSTRUCTURE | LS | STRS | 11
0503002 |  | REMOVAL OF CONCRETE SUPERSTRUCTURE | LS | STRC | 11
0503003 | 20,000,000.00 | REMOVAL OF EXISTING DECK SYSTEM | LS | STRC | 11
0503003.01 | 45,000,000.00 | REMOVAL OF EXISTING STRINGER AND DECK SYSTEM | LS | STRC | 11
0503004 | 115.00 | LIFT AND LINE EXISTING TRACK | l.f. | STRS | 11
0503005 |  | MODIFY BRIDGE POST | ea. | STRS | 11
0503006 |  | FURNISH AND INSTALL RUBBER RAIL SEAL | l.f. | STRS | 11
0503007 | 125.00 | LIFT AND LINE EXISTING CONCRETE TIE TRACK | l.f. | RAIL | 11
0503008 |  | MODIFY EXISTING BRIDGE SIDEWALK | ea. | STRS | 11
0503009 |  | LOCALIZED REPLACEMENT OF CONCRETE DECK FOR STEEL STRENGTHENING | c.y. | STRC | 11
0503010 |  | SIDEWALK REMOVAL (STRUCTURE) | c.f. | STRC | 11
0503011 |  | REMOVE AND RESET WALKWAY | s.f. | STRS | 11
0503015 |  | REMOVAL OF EXISTING CONCRETE MEDIAN | s.f. | STRC | 11
0503018 |  | MAINTAINING PEDESTRIAN TRAFFIC | LS | INCD | 11
0503020 | 550.00 | RAILROAD TRACK WORK | l.f. | TRNS | 11
0503021 | 2,126.37 | RAILROAD TRACK PAN | l.f. | UTIL | 11
0503022 | 25,000.00 | INSULATED JOINT (PAIR) | ea. | RAIL | 11
0503023 | 225,000.00 | REMOVAL OF EXISTING TIMBER DECK | LS | STRT | 11
0503024 |  | GLUED LAMINATED DECK PANEL | s.f. | STRT | 11
0503025 | 10,000.00 | PLUG RAILS IN WELDED RAIL (RAIL) | ea. | RAIL | 11
0503030 | 3,280.70 | REMOVAL OF BRIDGE DECK CONCRETE | c.y. | STRC | 11
0503031 |  | REMOVAL OF SUPERSTRUCTURE CONCRETE | LS | STRC | 11
0503032 |  | REMOVE AND RESET TIMBER DECK | LS | STRT | 11
0503033 | 300,000.00 | JACKING AND TEMPORARY SUPPORT OF COUNTERWEIGHT | LS | STRS | 11
0503040 |  | REMOVAL AND SALVAGE OF EXISTING PEDESTRIAN BRIDGE | LS | TBD | 11
0503041 |  | JACKING FOR PIER MODIFICATION | LS | TBD | 11
0503042.01 |  | REMOVAL OF BRIDGE DRAINAGE SYSTEM (SITE NO. 01) | LS | TBD | 11
0503042.02 |  | REMOVAL OF BRIDGE DRAINAGE SYSTEM (SITE NO. 02) | LS | TBD | 11
0503042.03 |  | REMOVAL OF BRIDGE DRAINAGE SYSTEM (SITE NO. 03) | LS | TBD | 11
0503042.04 |  | REMOVAL OF BRIDGE DRAINAGE SYSTEM (SITE NO. 04) | LS | TBD | 11
0503042.05 |  | REMOVAL OF BRIDGE DRAINAGE SYSTEM (SITE NO. 5) | LS | TBD | 11
0503042.06 |  | REMOVAL OF BRIDGE DRAINAGE SYSTEM (SITE NO. 6) | LS | TBD | 11
0503042.07 |  | REMOVAL OF BRIDGE DRAINAGE SYSTEM (SITE NO. 7) | LS | TBD | 11
0503042.08 | 5,150.00 | REMOVAL OF BRIDGE DRAINAGE SYSTEM (SITE NO. 08) | LS | TBD | 11
0503042.09 |  | REMOVAL OF BRIDGE DRAINAGE SYSTEM (SITE NO. 09) | LS | TBD | 11
0503042.10 |  | REMOVAL OF BRIDGE DRAINAGE SYSTEM (SITE NO. 10) | LS | TBD | 11
0503065 |  | REMOVAL OF SUPERSTRUCTURE (SITE NO. 27) | LS | STRS | 11
0503066 |  | REMOVAL OF SUPERSTRUCTURE (SITE NO. 29) | LS | STRS | 11
0503067 |  | REMOVAL OF SUPERSTRUCTURE (SITE NO. 35) | LS | STRS | 11
0503068 |  | REMOVAL OF SUPERSTRUCTURE (SITE NO. 26) | LS | STRS | 11
0503069 |  | REMOVAL OF SUPERSTRUCTURE (SITE NO. 28) | LS | STRS | 11
0503070 |  | REMOVAL OF SUPERSTRUCTURE (SITE NO. 30) | LS | STRS | 11
0503073 |  | REMOVAL OF SUPERSTRUCTURE (SITE NO. 34) | LS | STRS | 11
0503082 |  | REMOVAL OF SUPERSTRUCTURE (SITE NO. 36) | LS | STRS | 11
0503083 |  | REMOVAL OF SUPERSTRUCTURE (SITE NO. 32) | LS | STRS | 11
0503085 |  | REMOVAL OF SUPERSTRUCTURE (SITE NO. 25) | LS | STRS | 11
0503086 |  | REMOVAL OF SUPERSTRUCTURE (SITE NO. 38) | LS | STRS | 11
0503096 |  | REMOVAL OF SUPERSTRUCTURE (SITE NO. 33) | LS | STRS | 11
0503103 |  | REMOVAL OF SUPERSTRUCTURE (RAILROAD) | LS | STRS | 11
0503142 |  | REMOVAL OF CONCRETE BRIDGE DECK (RESTRICTED ZONE) | s.y. | STRC | 11
0503143 | 760,000.00 | REMOVAL OF CONCRETE BRIDGE DECK | LS | STRC | 11
0503151 | 505,963.75 | REMOVAL OF SUPERSTRUCTURE (SITE NO. 1) | LS | STRS | 11
0503152 | 608,519.50 | REMOVAL OF SUPERSTRUCTURE (SITE NO. 2) | LS | STRS | 11
0503153 | 1,667,000.00 | REMOVAL OF SUPERSTRUCTURE (SITE NO. 3) | LS | STRS | 11
0503154 | 1,630,000.00 | REMOVAL OF SUPERSTRUCTURE (SITE NO. 4) | LS | STRS | 11
0503156 | 1,550,000.00 | REMOVAL OF SUPERSTRUCTURE (SITE NO. 6) | LS | STRS | 11
0503157 |  | REMOVAL OF SUPERSTRUCTURE (SITE NO. 7) | LS | STRS | 11
0503161 |  | REMOVAL OF CONCRETE BRIDGE DECK (SITE NO.1) | LS | STRS | 11
0503162 |  | REMOVAL OF CONCRETE BRIDGE DECK (SITE NO.2) | LS | STRS | 11
0503173 | 775,000.00 | REMOVAL OF SUPERSTRUCTURE (SITE NO. 8) | LS | STRS | 11
0503179 | 800,000.00 | REMOVAL OF SUPERSTRUCTURE (SITE NO. 9) | LS | STRS | 11
0503186 | 664,000.00 | REMOVAL OF SUPERSTRUCTURE (SITE NO. 10) | LS | STRS | 11
0503187 | 2,075,745.00 | REMOVAL OF SUPERSTRUCTURE (SITE NO.11) | LS | STRS | 11
0503188 |  | REMOVAL OF EXISTING STEEL BENTS- (SITE NO.8) | LS | STRS | 11
0503193 |  | BRIDGE STRAIGHTENING | LS | STRS | 11
0503194 |  | REMOVAL OF SUPERSTRUCTURE (SITE NO. 14) | LS | STRS | 11
0503195 |  | REMOVAL OF SUPERSTRUCTURE- (SITE NO 15) | LS | STRS | 11
0503196 |  | REMOVAL OF SUPERSTRUCTURE- (SITE NO. 16) | LS | STRS | 11
0503197 |  | REMOVAL OF SUPERSTRUCTURE (SITE NO. 13) | LS | STRS | 11
0503204 |  | REMOVAL OF EXISTING STEEL BENTS (SITE NO. 9) | LS | STRS | 11
0503206 |  | REMOVAL OF SUPERSTRUCTURE (SITE NO. 12) | LS | STRS | 11
0503207 |  | REMOVAL OF SUPERSTRUCTURE- (SITE NO. 19) | LS | STRS | 11
0503208 |  | REMOVAL OF SUPERSTRUCTURE- (SITE NO. 20) | LS | STRS | 11
0503209 |  | REMOVAL OF SUPERSTRUCTURE- (SITE NO. 22) | LS | STRS | 11
0503226 |  | REMOVAL OF SUPERSTRUCTURE (SITE NO. 17) | LS | STRS | 11
0503227 |  | REMOVAL OF SUPERSTRUCTURE (SITE NO. 18) | LS | STRS | 11
0503228 |  | REMOVAL OF SUPERSTRUCTURE (SITE NO. 21) | LS | STRS | 11
0503229 |  | REMOVAL OF SUPERSTRUCTURE (SITE NO. 23) | LS | STRS | 11
0503232 |  | REMOVAL OF SUPERSTRUCTURE (SITE NO. 24) | LS | STRS | 11
0503233 |  | REMOVAL OF EXISTING MATERIAL - UNION SQUARE DOCK | LS | STRS | 11
0503236.01 |  | REMOVAL OF EXISTING CABLE RESTRAINT (SITE NO. 1) | LS | STRS | 11
0503236.02 |  | REMOVAL OF EXISTING CABLE RESTRAINT (SITE NO. 2) | LS | STRS | 11
0503236.03 |  | REMOVAL OF EXISTING CABLE RESTRAINT (SITE NO. 3) | LS | STRS | 11
0503236.04 |  | REMOVAL OF EXISTING CABLE RESTRAINT (SITE NO. 4) | LS | STRS | 11
0503236.09 |  | REMOVAL OF EXISTING CABLE RESTRAINT (SITE NO. 9) | LS | STRS | 11
0503236.10 |  | REMOVAL OF EXISTING CABLE RESTRAINT (SITE NO.10) | LS | STRS | 11
0503250 |  | CLEAN HISTORIC CONCRETE BRIDGE (SITE NO. 1) | LS | STRC | 11
0503251 |  | CLEAN HISTORIC CONCRETE BRIDGE (SITE NO. 2) | LS | STRC | 11
0503252 |  | CLEAN HISTORIC CONCRETE BRIDGE (SITE NO. 3) | LS | STRC | 11
0503253 |  | CLEAN HISTORIC CONCRETE BRIDGE (SITE NO. 4) | LS | STRC | 11
0503254 | 41,375.00 | CLEAN HISTORIC CONCRETE BRIDGE (SITE NO. 5) | LS | STRC | 11
0503255 |  | CLEAN HISTORIC CONCRETE BRIDGE (SITE NO. 6) | LS | STRC | 11
0503256 |  | CLEAN HISTORIC CONCRETE BRIDGE (SITE NO. 7) | LS | STRC | 11
0503257 |  | CLEAN HISTORIC CONCRETE BRIDGE (ESTIMATED COST) | est. | STRC | 11
0503258 |  | CLEAN HISTORIC CONCRETE BRIDGE (SITE NO. 8) | LS | STRC | 11
0503259 |  | CLEAN HISTORIC CONCRETE BRIDGE (SITE NO. 9) | LS | STRC | 11
0503267 |  | REMOVAL OF EXISTING STEEL BENTS (SITE NO. 11) | LS | STRS | 11
0503268 |  | CLEAN HISTORIC CONCRETE BRIDGE (SITE NO. 10) | LS | STRC | 11
0503269 |  | CLEAN HISTORIC CONCRETE BRIDGE (SITE NO. 12) | LS | STRC | 11
0503272 |  | REMOVAL OF GRID DECK AND STRINGERS | LS | STRS | 11
0503273 |  | REMOVE, STORE AND RE-ASSEMBLE CATWALK | l.f. | STRS | 11
0503274 |  | REMOVE, STORE AND RE-ASSEMBLE HANDRAIL | l.f. | STRS | 11
0503275 |  | CLEAN HISTORIC CONCRETE BRIDGE (SITE NO. 11) | LS | STRC | 11
0503280 |  | REMOVAL OF EXISTING BRIDGE DECK (SITE NO. 10) | LS | STRS | 11
0503306 |  | CLEAN HISTORIC CONCRETE BRIDGE (SITE NO. 13) | LS | STRC | 11
0503307 |  | RESTORATION OF METAL FEATURES | LS | TBD | 11
0503313 |  | GROUND IMPROVEMENT (SITE NO. 3) | LS | BASE | 11
0503316 |  | GROUND IMPROVEMENT (SITE NO. 6) | LS | BASE | 11
0503321 |  | MAINTAINING EXISTING BRIDGE (SITE NO. 1) | LS | STRS | 11
0503322 |  | MAINTAINING EXISTING BRIDGE (SITE NO. 2) | LS | STRS | 11
0503323 |  | MAINTAINING EXISTING BRIDGE (SITE NO. 3) | LS | STRS | 11
0503324 |  | MAINTAINING EXISTING BRIDGE (SITE NO. 4) | LS | STRS | 11
0503341 |  | MAINTAINING EXISTING BRIDGE (SITE NO. 1) (ESTIMATED COST) | est. | STRS | 11
0503342 |  | MAINTAINING EXISTING BRIDGE (SITE NO. 2) (ESTIMATED COST) | est. | STRS | 11
0503378 |  | REMOVAL OF HISTORIC ELEMENTS | est. | STRS | 11
0503420 |  | REMOVAL OF CONCRETE DECK(BRIDGE) | s.y. | STRC | 11
0503432 |  | REMOVAL OF CONCRETE SUPERSTRUCTURE (SITE NO. 12) | LS | STRC | 11
0503433 |  | REMOVAL OF CONC. SUPERSTRUCTURE (SITE NO. 13) | LS | STRC | 11
0503471 | 550,000.00 | TURNOUT INSTALLATION | ea. | INCD | 11
0503501 |  | REMOVAL OF SUPERSTRUCTURE (SITE NO. 37) | LS | STRS | 11
0503502 |  | REMOVAL OF SUPERSTRUCTURE (SITE NO. 39) | LS | STRS | 11
0503503 |  | REMOVAL OF SUPERSTRUCTURE (SITE NO. 40) | LS | STRS | 11
0503504 |  | REMOVAL OF SUPERSTRUCTURE (SITE NO. 41) | LS | STRS | 11
0503505 |  | REMOVAL OF SUPERSTRUCTURE (SITE NO. 42) | LS | STRS | 11
0503516 |  | MAINTAINING EXISTING BRIDGE | LS | STRS | 11
0503613 |  | RESET PRESTRESSED BEAM-PRE TENSIONED TYPE 3 (SITE NO.13) | ea. | STRC | 11
0503866.01 |  | REMOVAL OF EXISTING CULVERT (SITE NO. 1) | LS | STRC | 11
0503867 | 197,000.00 | REMOVAL OF EXISTING CULVERT (SITE NO. 2) | LS | STRC | 11
0503868 |  | REMOVAL OF EXISTING CULVERT (SITE NO. 3) | LS | STRC | 11
0503872 | 350,000.00 | REMOVAL OF BRIDGE MACHINERY | LS | RMVL | 11
0503873 | 644,307.00 | JACKING EXISTING SUPERSTRUCTURE (SITE NO. 9) | LS | STRS | 11
0503878 | 169,708.00 | JACKING EXISTING SUPERSTRUCTURE (SITE NO. 8) | LS | STRS | 11
0503882 | 201,062.00 | JACKING EXISTING SUPERSTRUCTURE (SITE NO. 7) | LS | STRS | 11
0503883 | 462,469.00 | JACKING EXISTING SUPERSTRUCTURE (SITE NO. 6) | LS | STRS | 11
0503884 | 1,150,223.25 | JACKING EXISTING SUPERSTRUCTURE (SITE NO. 3) | LS | STRS | 11
0503885 | 250,100.00 | JACKING EXISTING SUPERSTRUCTURE (SITE NO. 4) | LS | STRS | 11
0503886 | 437,150.00 | JACKING EXISTING SUPERSTRUCTURE (SITE NO. 5) | LS | STRS | 11
0503887 | 1,901,578.29 | JACKING EXISTING SUPERSTRUCTURE (SITE NO. 1) | LS | STRS | 11
0503888 | 2,318,508.00 | JACKING EXISTING SUPERSTRUCTURE (SITE NO. 2) | LS | STRS | 11
0503889 | 200,000.00 | JACKING EXISTING SUPERSTRUCTURE | ea. | STRS | 11
0503890 | 60,000.00 | REMOVAL OF EXISTING BRIDGE | LS | STRS | 11
0503891 | 59,500.00 | JACKING EXISTING SUPERSTRUCTURE (SITE NO. 10) | LS | TBD | 11
0503892 | 157,000.00 | JACKING EXISTING SUPERSTRUCTURE (SITE NO. 11) | LS | TBD | 11
0503894 | 132,774.00 | JACKING EXISTING SUPERSTRUCTURE (SITE NO. 12) | LS | TBD | 11
0503895 |  | JACKING EXISTING SUPERSTRUCTURE (SITE NO. 13) | LS | TBD | 11
0503896 | 26,000.00 | JACKING EXISTING SUPERSTRUCTURE (SITE NO. 14) | LS | TBD | 11
0503897 |  | JACKING EXISTING SUPERSTRUCTURE (SITE NO. 15) | LS | TBD | 11
0503898 |  | REMOVAL OF EXISTING STRUCTURAL STEEL | cwt. | STRS | 11
0503899 |  | JACKING EXISTING SUPERSTRUCTURE (SITE NO. 16) | LS | TBD | 11
0503900 |  | REMOVAL OF STRUCTURAL STEEL | LS | STRS | 11
0503901 |  | JACKING EXISTING SUPERSTRUCTURE (SITE NO. 17) | LS | TBD | 11
0503902 | 32,000.00 | JACKING EXISTING SUPERSTRUCTURE (SITE NO. 18) | LS | TBD | 11
0503903 |  | JACKING EXISTING SUPERSTRUCTURE (SITE NO. 19) | LS | TBD | 11
0503904 | 8,654.99 | JACKING FOR BEARING REPLACEMENT | ea. | STRS | 11
0503905 | 500,000.00 | REMOVAL OF EXISTING STRUCTURAL STEEL | LS | STRS | 11
0503906 |  | JACKING EXISTING SUPERSTRUCTURE (SITE NO. 20) | LS | TBD | 11
0503913 |  | JACKING EXISTING GIRDERS | ea. | STRS | 11
0503918 |  | JACKING AND ADJUSTING SUPERSTRUCTURE | LS | STRS | 11
0503934 |  | REMOVAL OF EXISTING BRIDGE DECK | LS | STRC | 11
0503935 |  | REMOVAL OF PARAPET | c.y. | STRC | 11
0503939 |  | REMOVAL OF EXISTING FENDER SYSTEM | LS | STRC | 11
0503941 |  | RESET EXISTING BEAMS | ea. | STRS | 11
0503942 |  | REMOVAL OF EXISTING DOCK | LS | STRC | 11
0503947 | 5,557.21 | JACKING EXISTING BEAMS | ea. | STRS | 11
0503948 | 3,271.43 | REMOVAL OF EXISTING DIAPHRAGMS | ea. | STRS | 11
0503949 | 5,500.00 | DISCONNECT AND RECONNECT EXISTING DIAPHRAGMS | ea. | STRS | 11
0503953 |  | REMOVAL OF EXISTING BRIDGE DECK (SITE NO.3) | LS | STRC | 11
0503954 |  | REMOVAL OF EXISTING BRIDGE DECK (SITE NO. 4 ) | LS | STRC | 11
0503967 | 1,396,666.67 | TEMPORARY WORK PLATFORM | LS | INCD | 11
0503968 |  | DISCONNECT AND RECONNECT EXISTING CROSS FRAMES | ea. | STRS | 11
0503986 |  | RECONSTRUCT CONCRETE DECK ENDS - TIE DOWNS | c.y. | STRC | 11
0503987 |  | RECONSTRUCT CONCRETE DECK END - TYPE A | s.f. | STRC | 11
0503988 |  | RECONSTRUCT CONCRETE DECK END - TYPE B | s.f. | STRC | 11
0503989 | 9,341.47 | RECONSTRUCT CONCRETE DECK ENDS | c.y. | STRC | 11
0503990 | 100.00 | DECK END PROTECTION | s.f. | STRC | 11
0503991 |  | JACKING EXISTING SUPERSTRUCTURE (SITE NO. 11) | LS | TBD | 11
0503992 |  | JACKING EXISTING SUPERSTRUCTURE (SITE NO. 12) | LS | TBD | 11
0503993 |  | JACKING EXISTING SUPERSTRUCTURE (SITE NO. 13) | LS | TBD | 11
0503994 |  | JACKING EXISTING SUPERSTRUCTURE (SITE NO. 14) | LS | TBD | 11
0503995 |  | JACKING EXISTING SUPERSTRUCTURE (SITE NO. 15) | LS | TBD | 11
0503996 |  | RECONSTRUCT CONCRETE DECK AND BACKWALL | c.y. | STRC | 11
0504009 | 1.00 | RAILROAD PROTECTION (ESTIMATED COST) | est. | TRNS | 11
0504010 | 239.37 | RAILROAD TRACK WORK | l.f. | TRNS | 11
0504500 |  | SALVAGE OF RAILROAD EQUIPMENT | LS | TRNS | 11
0505001 | 2,163.48 | STRAIGHT ENDWALL | c.y. | DRAN | 11
0505002 | 4,168.02 | WING ENDWALL | c.y. | DRAN | 11
0505003 | 1,921.45 | L ENDWALL | c.y. | DRAN | 11
0505004 |  | D-G ENDWALL | c.y. | DRAN | 11
0505005 | 4,848.00 | SPECIAL CONCRETE ENDWALL - SITE 1 | c.y. | DRAN | 11
0505006 | 1,758.00 | SPECIAL CONCRETE ENDWALL - SITE 2 | c.y. | DRAN | 11
0505007 | 4,800.00 | SPECIAL CONCRETE ENDWALL - SITE 3 | c.y. | DRAN | 11
0506001 | 2,443.75 | CONCRETE FOR STEPS AND COPINGS | c.y. | STRC | 11
0506003 |  | REBUILD STONE RETAINING WALL | c.y. | STRC | 11
0506010 |  | TEMPORARY RETAINING WALL | LS | STRT | 11
0506015 | 15,000.00 | RESETTING STONE MASONRY | LS | STRC | 11
0506016 | 2,032.69 | RESET STONE MASONRY | s.y. | STRC | 11
0506017 |  | RETAINING WALL | LS | STRC | 11
0506020 |  | PERMANENT ANCHOR TIEBACK SYSTEM | ea. | STRC | 11
0506023 |  | PVC WATERSTOPS | l.f. | TBD | 11
0506026 |  | RETAINING WALL | s.f. | STRC | 11
0506031 | 2,722.22 | PRESSURE INJECTION OF STONE MASONRY | gal | STRC | 11
0506032 |  | PRESSURE INJECTION SOIL GROUT | LS | STRC | 11
0506034 |  | PRECAST CONCRETE STEPS | LS | STRC | 11
0506036 |  | CONCRETE ENTRANCE (SITE 2) | LS | STRC | 11
0506049 |  | MECHANICALLY STABILIZED EARTH WALL | s.f. | ERTH | 11
0506061 |  | ANCHORED SOLDIER PILE AND LAGGING WALL - TYPE A | s.f. | STRC | 11
0506062 |  | ANCHORED SOLDIER PILE AND LAGGING WALL - TYPE B | s.f. | STRC | 11
0506069 |  | GROUND ANCHOR LENGTH ADJUSTMENT | l.f. | STRC | 11
0506070 | 14,450.94 | GROUND ANCHOR | ea. | STRC | 11
0506071 | 3,333.33 | PERFORMANCE TEST FOR GROUND ANCHOR | ea. | STRC | 11
0506072 | 5,000.00 | EXTENDED CREEP TEST FOR GROUND ANCHOR | ea. | STRC | 11
0506073 | 1,730.77 | PROOF TEST FOR GROUND ANCHOR | ea. | STRC | 11
0506090 |  | DRY STACK RETAINING WALL SYSTEM | s.f. | STRC | 11
0506100 |  | TEMPORARY RETAINING WALL (SITE NO. 1) | LS | STRC | 11
0506101 |  | TEMPORARY RETAINING WALL (SITE NO. 2) | LS | STRC | 11
0506102 |  | TEMPORARY RETAINING WALL (SITE NO. 3) | LS | STRC | 11
0506129 |  | TEMPORARY RETAINING WALL (SITE NO. 30) | LS | STRC | 11
0506130 |  | TEMPORARY RETAINING WALL (SITE NO. 31) | LS | STRC | 11
0506131 |  | TEMPORARY RETAINING WALL (SITE NO. 32) | LS | STRC | 11
0506501 |  | WOOD STEPS | ea. | STRT | 11
0506502 |  | WOOD STEPS | LS | STRT | 11
0506550 | 1,875.00 | DOWNSPOUT SPLASH PAD | ea. | EROC | 11
0506702 |  | RESET STONE STEPS | LS | STRC | 11
0506703 |  | STONE WALK AND STEPS | LS | STRC | 11
0506900 |  | CONCRETE COPINGS | l.f. | STRC | 11
0507016 |  | CONCRETE FOR TEMPORARY CATCH BASIN CAP | s.f. | DRAN | 11
0507856 |  | CONCRETE BAFFLES | FT | DRAN | 11
0508050 | 10.14 | SHEAR CONNECTORS | ea. | STRS | 11
0508051 |  | SHEAR CONNECTORS (SITE NO. 1) | ea. | STRS | 11
0508052 |  | SHEAR CONNECTORS (SITE NO. 2) | ea. | STRS | 11
0508053 |  | SHEAR CONNECTORS (SITE NO. 3) | ea. | STRS | 11
0508054 |  | SHEAR CONNECTORS (SITE NO. 4) | ea. | STRS | 11
0508055 |  | SHEAR CONNECTORS (SITE NO. 5) | ea. | STRS | 11
0508056 |  | SHEAR CONNECTORS (SITE NO. 6) | ea. | STRS | 11
0508057 |  | SHEAR CONNECTORS (SITE NO. 7) | ea. | STRS | 11
0508058 |  | SHEAR CONNECTORS (SITE NO. 8) | ea. | STRS | 11
0508059 |  | SHEAR CONNECTORS (SITE NO. 9) | ea. | STRS | 11
0508060 |  | SHEAR CONNECTORS (SITE NO. 10) | ea. | STRS | 11
0508061 |  | SHEAR CONNECTORS (SITE NO. 11) | ea. | STRS | 11
0508062 |  | SHEAR CONNECTORS (SITE NO. 12) | ea. | STRS | 11
0508063 |  | SHEAR CONNECTORS (SITE NO. 13) | ea. | STRS | 11
0508064 |  | SHEAR CONNECTORS (SITE NO. 14) | ea. | STRS | 11
0508065 |  | SHEAR CONNECTORS (SITE NO. 15) | ea. | STRS | 11
0508066 |  | SHEAR CONNECTORS (SITE NO. 16) | ea. | STRS | 11
0508067 |  | SHEAR CONNECTORS (SITE NO. 17) | ea. | STRS | 11
0508068 |  | SHEAR CONNECTORS (SITE NO. 18) | ea. | STRS | 11
0508069 |  | SHEAR CONNECTORS (SITE NO. 19) | ea. | STRS | 11
0508070 |  | SHEAR CONNECTORS (SITE NO. 20) | ea. | STRS | 11
0508071 |  | SHEAR CONNECTORS (SITE NO. 21) | ea. | STRS | 11
0508072 |  | SHEAR CONNECTORS (SITE NO. 22) | ea. | STRS | 11
0508073 |  | SHEAR CONNECTORS (SITE NO. 23) | ea. | STRS | 11
0508074 |  | SHEAR CONNECTORS (SITE NO. 24) | ea. | STRS | 11
0508075 |  | SHEAR CONNECTORS (SITE NO. 25) | ea. | STRS | 11
0509001 | 10.45 | WELDED STUDS | ea. | STRS | 11
0509003 |  | WELDED STUDS (THREADED) | ea. | STRS | 11
0510001 |  | GRATE FOR TYPE "D-G" ENDWALL | ea. | DRAN | 11
0511001 | 3,000.00 | BRIDGE SCUPPER | ea. | DRAN | 11
0511003 | 568.29 | CLEAN EXISTING SCUPPERS | ea. | DRAN | 11
0511006 | 171.36 | CLEANING WEEPHOLES | ea. | DRAN | 11
0511007 |  | CLEAN BRIDGE DRAINAGE SYSTEM | l.f. | DRAN | 11
0511031 |  | BRIDGE SCUPPER - TYPE A | ea. | DRAN | 11
0511032 |  | BRIDGE SCUPPER - TYPE B | ea. | DRAN | 11
0511033 |  | BRIDGE SCUPPER - TYPE C | ea. | DRAN | 11
0511034 |  | BRIDGE SCUPPER - TYPE D | ea. | DRAN | 11
0511035 |  | BRIDGE SCUPPER - TYPE E | ea. | DRAN | 11
0511100 | 279,433.33 | TEMPORARY DRAINAGE SYSTEM | LS | DRAN | 11
0511101 |  | WELDED BRIDGE SCUPPER | ea. | DRAN | 11
0511102 |  | TEMPORARY DRAINAGE SYSTEM- (SITE NO.8) | LS | DRAN | 11
0511111 |  | TEMPORARY DRAINAGE (SITE 1) | LS | DRAN | 11
0511112 |  | TEMPORARY DRAINAGE (SITE 2) | LS | DRAN | 11
0511113 |  | TEMPORARY DRAINAGE (SITE 3) | LS | DRAN | 11
0511115 |  | MODIFY SCUPPER | ea. | DRAN | 11
0511116 | 1,277.27 | REPAIR WEEP DRAINS | ea. | DRAN | 11
0511201 | 234.16 | 1 1/2'' POLYVINYL CHLORIDE PLASTIC PIPE (BRIDGE) | l.f. | DRAN | 11
0511202 |  | ROCK SLOPE DRAINS | l.f. | DRAN | 11
0511203 |  | POLYVINYL CHLORIDE PLASTIC PIPE WEEPHOLES | ea. | DRAN | 11
0511204 | 1,165.00 | EXTEND EXISTING WEEPHOLES | ea. | DRAN | 11
0511211 | 1,719.64 | CONSTRUCT WEEP DRAINS | ea. | DRAN | 11
0511301 |  | REMOVAL OF EXISTING BRIDGE DRAINAGE SYSTEM | LS | DRAN | 11
0511301.01 |  | REMOVAL OF EXISTING BRIDGE DRAINAGE SYSTEM (SITE NO. 1) | LS | DRAN | 11
0511301.02 |  | REMOVAL OF EXISTING BRIDGE DRAINAGE SYSTEM (SITE NO. 2) | LS | DRAN | 11
0511301.09 |  | REMOVAL OF EXISTING BRIDGE DRAINAGE SYSTEM (SITE NO. 9) | LS | DRAN | 11
0511350 |  | TEMPORARY P.V.C. DRAINAGE SCUPPERS, INSTALLED | ea. | DRAN | 11
0511351 |  | TEMPORARY P.V.C. DRAINAGE SCUPPERS, REMOVED | ea. | DRAN | 11
0511515 |  | REMOVAL OF BRIDGE DRAINAGE SYSTEM (SITE NO. 15) | LS | DRAN | 11
0511520 |  | REMOVAL OF BRIDGE DRAINAGE (SITE NO.20) | LS | DRAN | 11
0511521 |  | REMOVAL OF BRIDGE DRAINAGE SYSTEM (SITE NO. 21) | LS | DRAN | 11
0511801 | 5,557.74 | BRIDGE SCUPPER-FIBERGLASS HOPPER | ea. | DRAN | 11
0511803 |  | BRIDGE SCUPPER WITH DOWNSPOUT | ea. | DRAN | 11
0512010 |  | 6'' PIPE FOR BRIDGE DRAINAGE | l.f. | DRAN | 11
0512011 | 1,500.00 | 8'' PIPE FOR BRIDGE DRAINAGE | l.f. | DRAN | 11
0512012 |  | 10''PIPE FOR BRIDGE DRAINAGE | l.f. | DRAN | 11
0512015 |  | 16" PIPE FOR BRIDGE DRAINAGE | l.f. | DRAN | 11
0512016 |  | 8'' HALF ROUND STEEL DRAINAGE PIPE | l.f. | DRAN | 11
0512018 | 425.00 | REMOVAL AND REPLACEMENT OF EXISTING BRIDGE DRAINAGE SYSTEM | l.f. | DRAN | 11
0512019 |  | REMOVAL AND REPLACEMENT OF EXISTING BRIDGE DRAINAGE SYSTEM | LS | DRAN | 11
0512020 | 1.00 | REPAIR EXISTING BRIDGE DRAINAGE (ESTIMATED COST) | est. | DRAN | 11
0512022 | 344.29 | 10" FIBERGLASS PIPE FOR BRIDGE DRAINAGE | l.f. | DRAN | 11
0512024 | 600.00 | 12" PIPE FOR BRIDGE DRAINAGE- (FIBERGLASS) | l.f. | DRAN | 11
0512113 | 1,100.00 | 8'' PIPE FOR BRIDGE DRAINAGE (FIBERGLASS) | l.f. | DRAN | 11
0512174 | 500.00 | 10" STEEL PIPE SLEEVE | l.f. | DRAN | 11
0513003 | 60.79 | 1-1/2'' POLYVINYL CHLORIDE PLASTIC PIPE | l.f. | DRAN | 11
0513007 | 150.00 | 4'' POLYVINYL CHLORIDE PLASTIC PIPE | l.f. | DRAN | 11
0513023 |  | 2'' POLYVINYL CHLORIDE PIPE | l.f. | DRAN | 11
0514001 |  | PRESTRESSED BEAMS PRETENSIONED TYPE II | l.f. | STRC | 11
0514006 |  | PRESTRESSED BEAMS PRETENSIONED TYPE V | l.f. | STRC | 11
0514015 |  | PRESTRESSED BEAMS PRETENSIONED TYPE BT 39 | l.f. | STRC | 11
0514017 |  | PRESTRESSED BEAMS PRETENSIONED, TYPE BT-63 | l.f. | STRC | 11
0514021 |  | PRESTRESSED CONCRETE BEAM | l.f. | STRC | 11
0514022 |  | PRESTRESSED NEXT 28 D BEAM | l.f. | STRC | 11
0514023 | 1,375.63 | PRESTRESSED NEXT 32 D BEAM | l.f. | STRC | 11
0514024 |  | PRESTRESSED NEXT 36 D BEAM | l.f. | STRC | 11
0514025 |  | PRESTRESSED NEXT 40 D BEAM | l.f. | STRC | 11
0514026 |  | PRESTRESSED NEXT 24 E BEAM | l.f. | STRC | 11
0514027 |  | PRESTRESSED NEXT 28 E BEAM | l.f. | STRC | 11
0514028 |  | PRESTRESSED NEXT 32 E BEAM | l.f. | STRC | 11
0514029 |  | PRESTRESSED NEXT 36 E BEAM | l.f. | STRC | 11
0514030 |  | PRESTRESSED NEXT 24 F BEAM | l.f. | STRC | 11
0514031 |  | PRESTRESSED NEXT 28 F BEAM | l.f. | STRC | 11
0514032 |  | PRESTRESSED NEXT 32 F BEAM | l.f. | STRC | 11
0514033 |  | PRESTRESSED NEXT 36 F BEAM | l.f. | STRC | 11
0514037 |  | PRESTRESSED BEAMS - PRETENSIONED TYPE NEBT - 39 | l.f. | STRC | 11
0514038 |  | PRESTRESSED BEAMS - PRETENSIONED TYPE BT - 47 | l.f. | STRC | 11
0514039 |  | PRESTRESSED BEAMS - PRETENSIONED TYPE NEBT - 71 | l.f. | STRC | 11
0514040 |  | PRESTRESSED BEAMS - PRETENSIONED TYPE NEBT - 63 | l.f. | STRC | 11
0514043 |  | PRESTRESSED BEAMS - PRETENSIONED TYPE NEXT - F32 | l.f. | STRC | 11
0514133 |  | PRESTRESSED BEAMS PRETENSIONED TYPE III(SITE 13) | LS | STRC | 11
0514171 |  | POST-TENSION PIER CAP, PIER 1 (SITE 14) | l.f. | STRC | 11
0514172 |  | POST-TENSION PIER CAP,PIER 2 (SITE 14) | l.f. | STRC | 11
0514173 |  | POST-TENSION PIER CAP, PIER 3 (SITE 14) | l.f. | STRC | 11
0514186 |  | PRESTRESSED CONCRETE CHANNEL (4'-0" X 2'-8") | l.f. | STRC | 11
0514193 |  | PRESTRESSED DECK UNITS (4'-0'' X 2'-9'')MODIFIED | l.f. | STRC | 11
0514196 |  | PRESTRESSED DECK UNITS (4'-0'' X 0'-10'') | l.f. | STRC | 11
0514201 | 589.27 | PRESTRESSED DECK UNITS (3'-0'' X 1'-0'') | l.f. | STRC | 11
0514202 |  | PRESTRESSED DECK UNITS (3'-0'' X 1'-3'') | l.f. | STRC | 11
0514203 |  | PRESTRESSED DECK UNITS (3'-0'' X 1'-6'') | l.f. | STRC | 11
0514204 | 345.00 | PRESTRESSED DECK UNITS (3'-0'' X 1'-9'') | l.f. | STRC | 11
0514205 |  | PRESTRESSED DECK UNITS (3'-0'' X 2'-3'') | l.f. | STRC | 11
0514206 |  | PRESTRESSED DECK UNITS (3'-0'' X 2'-9'') | l.f. | STRC | 11
0514212 |  | PRESTRESSED DECK UNITS (4'-0'' X 2'-3'') | l.f. | STRC | 11
0514217 | 564.20 | PRESTRESSED DECK UNITS (4'-0'' X 1'-0'') | l.f. | STRC | 11
0514222 |  | PRESTRESSED DECK UNITS (4'-0'' X 1'-3'') | l.f. | STRC | 11
0514223 | 650.00 | PRESTRESSED DECK UNITS (4'-0'' X 1'-6'') | l.f. | STRC | 11
0514224 |  | PRESTRESSED DECK UNITS (4'-0'' X 2'-9'') | l.f. | STRC | 11
0514226 |  | PRESTRESSED DECK UNITS (3'-0'' X 2'-0'') | l.f. | STRC | 11
0514227 |  | PREESTRESSED DECK UNITS (4'-0'' X 2'-0'') | l.f. | STRC | 11
0514228 | 395.00 | PRESTRESSED DECK UNITS (4'-0'' X 1'-9'') | l.f. | STRC | 11
0514231 |  | PRESTRESSED DECK UNITS(4'X1'-2") | l.f. | STRC | 11
0514232 |  | PRESTRESSED DECK UNITS (4'-0'' X 1'-6'')MODIFIED | l.f. | STRC | 11
0514233 |  | PRESTRESSED DECK UNITS (4'-0" X 3'-3") MODIFIED | l.f. | STRC | 11
0514241 |  | PREESTRESSED DECK UNITS (4'-0'' X 2'-0'') MODIFIED | l.f. | STRC | 11
0514258 |  | PRESTRESSED DECK UNITS (3'-0" X 1'-2") | l.f. | STRC | 11
0514264 |  | PRESTRESSED DECK UNITS (4'-0" X 2'-6") | l.f. | STRC | 11
0514270 |  | PRECAST PRECOMPRESSED CONCRETE/ STEEL COMPOSITE SUPERSTRUCTURE | s.f. | STRC | 11
0514271 | 488.15 | PRECAST CONCRETE/STEEL COMPOSITE SUPERSTRUCTURE | s.f. | STRC | 11
0514290 |  | POST-TENSION PIER CAP SITE NO 15 | l.f. | STRC | 11
0514301 |  | POST-TENSIONING PIER CAP (37'-6'' BRIDGE WIDTH) | l.f. | STRC | 11
0514310 |  | POST TENSIONING PIER CAP | l.f. | STRC | 11
0514317 |  | POST TENSION PIER CAP (SITE 2) | LS | STRC | 11
0514318 |  | POST TENSION PIER CAP (SITE 3) | LS | STRC | 11
0514323 |  | TEMPORARY POST-TENSIONING SYSTEM | ea. | STRC | 11
0514411 |  | POST-TENSIONING OF SUPERSTRUCTURE (SITE NO. 1) | LS | STRC | 11
0514715 | 13,350.97 | PRECAST PROTECTION SLAB | ea. | STRC | 11
0514716 |  | PRECAST CONCRETE FRAME | LS | STRC | 11
0514717 | 1,500.00 | PRECAST APPROACH SLAB | s.y. | STRC | 11
0514718 | 3,403.24 | PRECAST CONCRETE WALLS | c.y. | STRC | 11
0514719 | 2,990.33 | PRECAST SUBSTRUCTURE ELEMENT | c.y. | STRC | 11
0514720 |  | PRECAST CONCRETE WALKWAY | l.f. | STRC | 11
0514721 | 5,884.30 | PRECAST CONCRETE THREE SIDED RIGID FRAME | l.f. | STRC | 11
0514730 | 4,700.00 | PRECAST REINFORCED CONCRETE ARCH | l.f. | STRC | 11
0514981 |  | PRECAST CONCRETE ARCHITECTURAL PANELS (SITE NO. 1) | LS | STRC | 11
0514982 |  | PRECAST CONCRETE ARCHITECTURAL PANELS (SITE NO. 2) | LS | STRC | 11
0514992 |  | PRECAST CONCRETE PYLONS (SITE NO. 5) | LS | STRC | 11
0514993 |  | PRECAST CONCRETE PYLONS (SITE NO. 18) | LS | STRC | 11
0514994 |  | PRECAST CONCRETE DECK UNITS | ea. | STRC | 11
0514995 |  | PRECAST CONCRETE PYLONS (SITE NO. 1) | LS | STRC | 11
0514996 |  | PRECAST CONCRETE PYLONS (SITE NO. 2) | LS | STRC | 11
0514997 |  | POST-TENSIONING OF PRECAST CONCRETE PYLONS | l.f. | STRC | 11
0514998 |  | PRECAST SUPERSTRUCTURE - TYPICAL EXTERIOR SEGMENT | ea. | STRC | 11
0514999 |  | PRECAST SUPERSTRUCTURE - TYPICAL INTERIOR SEGMENT | ea. | STRC | 11
0520002 |  | ELASTOMERIC EXPANSION DEVICE FOR REPAIR (TYPE 250) | l.f. | STRC | 11
0520016 |  | ELASTOMERIC CONCRETE EXPANSION JOINT SYSTEM (MOVEMENT CAPACITY 3") | l.f. | STRC | 11
0520019 |  | EXPERIMENTAL EXPANSION JOINT SYSTEM | l.f. | STRC | 11
0520029 | 850.00 | POLYESTER POLYMER CONCRETE HEADER | c.f. | STRC | 11
0520030 |  | ELASTOMERIC CONCRETE EXPANSION JOINT EXTRUSION | l.f. | STRC | 11
0520031 |  | ELASTOMERIC CONCRETE HEADER EXPANSION JOINT SYSTEM | l.f. | STRC | 11
0520032 | 816.09 | ELASTOMERIC CONCRETE HEADER | c.f. | CONC | 11
0520033 | 160.00 | REMOVAL OF ELASTOMERIC CONCRETE EXPANSION JOINT | l.f. | STRC | 11
0520034 | 1,100.00 | STRIP SEAL EXPANSION JOINT SYSTEM | l.f. | STRC | 11
0520035 |  | SILICONE EXPANSION JOINT SYSTEM | l.f. | STRC | 11
0520036 | 462.05 | ASPHALTIC PLUG EXPANSION JOINT SYSTEM | c.f. | STRC | 11
0520038 |  | PREFORMED SILICONE JOINT SEALING SYSTEM | l.f. | CONC | 11
0520039 |  | SILICONE EXPANSION JOINT SYSTEM | c.f. | CONC | 11
0520040 | 338.79 | STRIP SEAL EXPANSION JOINT SYSTEM FOR REHABILITATION PROJECTS | l.f. | CONC | 11
0520041 | 120.13 | PREFORMED JOINT SEAL | l.f. | STRC | 11
0520353 |  | ELASTOMERIC CONCRETE HEADERS WITH STRIP SEAL | l.f. | STRC | 11
0520390 | 3,000.00 | MODULAR EXPANSION JOINT (MOVEMENT CAPACITY 4") | l.f. | TBD | 11
0520391 |  | MODULAR EXPANSION JOINT (MOVEMENT CAPACITY 5") | l.f. | TBD | 11
0520394 | 4,000.00 | MODULAR EXPANSION JOINT (MOVEMENT CAPACITY 9") | l.f. | STRC | 11
0520398 |  | MODULAR EXPANSION JOINT (MOVEMENT CAPACITY 7") | l.f. | TBD | 11
0520399 | 4,000.00 | MODULAR EXPANSION JOINT (MOVEMENT CAPACITY 7.5") | l.f. | TBD | 11
0520404 |  | MODULAR EXPANSION JOINT (6'') | l.f. | STRC | 11
0520418 | 3,500.00 | PREFABRICATED EXPANSION JOINT (MOVEMENT CAPACITY 5'') | l.f. | STRC | 11
0520420 |  | PREFABRICATED EXPANSION JOINT (MOVEMENT CAPACITY 7'') | l.f. | STRC | 11
0520427 |  | PREFABRICATED EXPANSION JOINT (MOVEMENT CAPACITY 13") | l.f. | STRC | 11
0520456 |  | PREFABRICATED EXPANSION JOINT SYSTEM | l.f. | STRC | 11
0520457 |  | RESET PREFABRICATED EXPANSION JOINT SYSTEM | l.f. | STRC | 11
0520470 | 88.16 | REPAIR EXPANSION JOINT | l.f. | STRC | 11
0520471 |  | REMOVE AND REPLACE STRIP SEAL EXPANSION JOINT SYSTEM | l.f. | CONC | 11
0520500 |  | REPLACE MODULAR EXPANSION JOINT SEAL | l.f. | TBD | 11
0520501 |  | REPLACE MODULAR EXPANSION JOINT CONTROL SPRING ASSEMBLY | ea. | TBD | 11
0520502 |  | REPLACE MODULAR EXPANSION JOINT SUPPORT BAR BEARING | ea. | TBD | 11
0520503 |  | REPLACE MODULAR EXPANSION JOINT CENTER BEAM | l.f. | TBD | 11
0520550 |  | SPLICE MODULAR EXPANSION JOINT CENTER BEAM | ea. | TBD | 11
0520902 |  | INSTALLATION OF FINGER JOINTS | l.f. | STRS | 11
0520907 | 97.04 | REPLACE JOINT SEAL | l.f. | STRC | 11
0520908 |  | JOINT WRAP | l.f. | STRS | 11
0520928 |  | EXPANSION JOINT COVER | l.f. | STRC | 11
0521001 | 4.21 | ELASTOMERIC BEARING PADS | c.i. | STRS | 11
0521003 | 5,068.84 | BEARING REPLACEMENT WITH ELASTOMERIC BEARING PADS | ea. | STRS | 11
0521004 |  | PTFE ELASTOMERIC BEARINGS E11 & E21 | ea. | STRS | 11
0521007 |  | ELASTOMERIC BEARINGS | ea. | STRS | 11
0521008 |  | SLIDING PLATE BEARINGS (PTFE) | s.y. | STRS | 11
0521009 | 1,000.00 | PTFE ELASTOMERIC BEARING | ea. | STRS | 11
0521014 | 2,308.86 | STEEL-LAMINATED ELASTOMERIC BEARINGS | ea. | STRS | 11
0521021 | 2.35 | STEEL-LAMINATED ELASTOMERIC BEARINGS | c.i. | STRS | 11
0521026 |  | PLAIN ELASTOMERIC BEARINGS | ea. | STRS | 11
0521030 | 2,000.00 | RESET ELASTOMERIC BEARING PADS | ea. | STRS | 11
0522128 |  | INSTALL BRIDGE BEARINGS | ea. | STRS | 11
0522129 | 2,000.00 | CLEAN AND LUBRICATE EXISTING BEARINGS | ea. | STRS | 11
0522130 | 4,000.00 | CLEAN AND FILL BEARING GAPS | ea. | STRS | 11
0522155 | 4,984.71 | REPLACE BRIDGE BEARINGS | ea. | STRS | 11
0522156 |  | REPLACE EXPANSION BEARINGS | ea. | STRS | 11
0522158 |  | KEEPER ASSEMBLY | ea. | STRS | 11
0522178 | 6,668.00 | CONSTRUCT CONCRETE KEEPER BLOCKS | ea. | STRS | 11
0522201 |  | 1" ELASTOMERIC COMPRESSION SEAL | l.f. | STRS | 11
0522203 |  | 3'' ELASTOMERIC COMPRESSION SEAL | l.f. | STRS | 11
0522281 | 22,000.00 | STEEL BEARING ASSEMBLIES | ea. | STRS | 11
0522401 |  | POT, SPHERICAL OR DISC BEARINGS (225 KIPS) | ea. | STRS | 11
0522404 |  | POT, SPHERICAL OR DISC BEARINGS (150 KIPS) | ea. | STRS | 11
0522405 |  | POT, SPHERICAL OR DISC BEARINGS (200 KIPS) | ea. | STRS | 11
0522406 |  | POT, SPHERICAL OR DISC BEARINGS (250 KIPS) | ea. | STRS | 11
0522408 |  | POT,SPHERICAL OR DISC BEARINGS (10,000 KIPS) | ea. | STRS | 11
0522410 |  | POT, SPHERICAL OR DISC BEARINGS (300 KIPS) | ea. | STRS | 11
0522413 |  | POT, SPHERICAL OR DISC BEARINGS (350 KIPS) | ea. | STRS | 11
0522415 | 23,000.00 | POT, SPHERICAL OR DISC BEARINGS (400 KIPS) | ea. | STRS | 11
0522417 | 25,000.00 | POT, SPHERICAL OR DISC BEARINGS (450 KIPS) | ea. | STRS | 11
0522420 | 21,666.67 | POT, SPHERICAL OR DISC BEARINGS (500 KIPS) | ea. | STRS | 11
0522422 | 27,000.00 | POT, SPHERICAL OR DISC BEARINGS (550 KIPS) | ea. | STRS | 11
0522425 | 21,000.00 | POT, SPHERICAL OR DISC BEARINGS (600 KIPS) | ea. | STRS | 11
0522427 |  | POT, SPHERICAL OR DISC BEARINGS (650 KIPS) | ea. | STRS | 11
0522430 | 22,000.00 | POT, SPHERICAL OR DISC BEARINGS (700 KIPS) | ea. | STRS | 11
0522432 |  | POT, SPHERICAL OR DISC BEARINGS (750 KIPS) | ea. | STRS | 11
0522435 | 20,500.00 | POT, SPHERICAL OR DISC BEARINGS (800 KIPS) | ea. | STRS | 11
0522437 |  | POT, SPHERICAL OR DISC BEARINGS (850 KIPS) | ea. | STRS | 11
0522440 | 27,000.00 | POT, SPHERICAL OR DISC BEARINGS (900 KIPS) | ea. | STRS | 11
0522442 |  | POT, SPHERICAL OR DISC BEARINGS (950 KIPS) | ea. | STRS | 11
0522451 |  | POT, SPHERICAL OR DISC BEARINGS (1050 KIPS) | ea. | STRS | 11
0522452 | 29,000.00 | POT, SPHERICAL OR DISC BEARINGS (1100 KIPS) | ea. | STRS | 11
0522453 |  | POT, SPHERICAL OR DISC BEARINGS (1150 KIPS) | ea. | STRS | 11
0522454 |  | POT, SPHERICAL OR DISC BEARINGS | ea. | STRS | 11
0522455 |  | POT, SPHERICAL OR DISC BEARINGS (1250 KIPS) | ea. | STRS | 11
0522457 | 29,500.00 | POT, SPHERICAL OR DISC BEARINGS (1300 KIPS) | ea. | STRS | 11
0522460 | 36,000.00 | POT, SPHERICAL OR DISC BEARINGS (1400 KIPS) | ea. | STRS | 11
0522461 |  | POT, SPHERICAL OR DISC BEARINGS (1450 KIPS) | ea. | STRS | 11
0522462 | 35,000.00 | POT, SPHERICAL OR DISC BEARINGS (1500 KIPS) | ea. | STRS | 11
0522464 |  | POT, SPHERICAL OR DISC BEARINGS (1600 KIPS) | ea. | STRS | 11
0522466 | 25,000.00 | POT, SPHERICAL OR DISC BEARINGS (1700 KIPS) | ea. | STRS | 11
0522468 | 35,000.00 | POT, SPHERICAL OR DISC BEARINGS (1800 KIPS) | ea. | STRS | 11
0522470 | 50,000.00 | POT, SPHERICAL OR DISC BEARINGS (1900 KIPS) | ea. | STRS | 11
0522472 |  | POT, SPHERICAL OR DISC BEARINGS (2000 KIPS) | ea. | STRS | 11
0522473 | 32,000.00 | POT, SPHERICAL OR DISC BEARINGS (2050 KIPS) | ea. | STRS | 11
0522476 |  | POT, SPHERICAL OR DISC BEARINGS (2500 KIPS) | ea. | STRS | 11
0522480 | 95,000.00 | POT, SPHERICAL OR DISC BEARINGS (3000 KIPS) | ea. | STRS | 11
0522483 |  | POT, SPHERICAL OR DISC BEARINGS (3500 KIPS) | ea. | STRS | 11
0522485 | 50,000.00 | POT, SPHERICAL OR DISC BEARINGS (4000 KIPS) | ea. | STRS | 11
0522490 |  | POT, SPHERICAL OR DISC BEARINGS (5000 KIPS) | ea. | STRS | 11
0522495 | 81,000.00 | POT, SPHERICAL OR DISC BEARINGS (6000 KIPS) | ea. | STRS | 11
0522603 |  | HIGH LOAD MULTI-ROTATIONAL BRIDGE BEARINGS (300 KIPS) | ea. | STRS | 11
0522609 | 30,000.00 | HIGH LOAD MULTI-ROTATIONAL BRIDGE BEARINGS (600 KIPS) | ea. | STRS | 11
0522611 |  | HIGH LOAD MULTI-ROTATIONAL BRIDGE BEARINGS (700 KIPS) | ea. | STRS | 11
0522613 |  | HIGH LOAD MULTI-ROTATIONAL BRIDGE BEARINGS (800 KIPS) | ea. | STRS | 11
0522623 |  | HIGH LOAD MULTI-ROTATIONAL BRIDGE BEARINGS (1300 KIPS) | ea. | STRS | 11
0522700 |  | SHOCK TRANSMISSION UNIT | ea. | STRS | 11
0522701 |  | SHOCK TRANSMISSION UNIT | ea. | STRS | 11
0522703 |  | SHOCK TRANSMISSION UNIT | ea. | STRS | 11
0522705 |  | SHOCK TRANSMISSION UNIT | ea. | STRS | 11
0586001.10 | 5,560.77 | TYPE 'C' CATCH BASIN - 0' - 10' DEEP | ea. | DRAN | 11
0586001.20 | 7,607.37 | TYPE 'C' CATCH BASIN - 0' - 20' DEEP | ea. | DRAN | 11
0586002.10 | 6,126.04 | TYPE 'C' CATCH BASIN (4'SUMP) - 0' - 10' DEEP | ea. | DRAN | 11
0586002.20 | 10,271.72 | TYPE 'C' CATCH BASIN (4'SUMP) - 0' - 20' DEEP | ea. | DRAN | 11
0586003.10 | 7,106.71 | TYPE 'C' CATCH BASIN DOUBLE GRATE TYPE 1 - 0' - 10' DEEP | ea. | DRAN | 11
0586003.20 | 6,250.00 | TYPE 'C' CATCH BASIN DOUBLE GRATE TYPE 1 - 0' - 20' DEEP | ea. | DRAN | 11
0586004.10 | 9,510.50 | TYPE 'C' CATCH BASIN DOUBLE GRATE TYPE 1 (4' SUMP) - 0' - 10' DEEP | ea. | DRAN | 11
0586004.20 |  | TYPE 'C' CATCH BASIN DOUBLE GRATE TYPE 1 (4' SUMP) - 0' - 20' DEEP | ea. | DRAN | 11
0586005.10 | 7,042.05 | TYPE 'C' CATCH BASIN DOUBLE GRATE TYPE 2 - 0' - 10' DEEP | ea. | DRAN | 11
0586005.20 | 9,000.00 | TYPE 'C' CATCH BASIN DOUBLE GRATE TYPE 2 - 0' - 20' DEEP | ea. | DRAN | 11
0586006.10 | 7,337.35 | TYPE 'C' CATCH BASIN DOUBLE GRATE TYPE 2 (4' SUMP) - 0' - 10' DEEP | ea. | DRAN | 11
0586006.20 |  | TYPE 'C' CATCH BASIN DOUBLE GRATE TYPE 2 (4' SUMP) - 0' - 20' DEEP | ea. | DRAN | 11
0586007.10 | 6,975.00 | SPECIAL TYPE 'C' CATCH BASIN - 0' - 10' DEEP | ea. | DRAN | 11
0586007.20 |  | SPECIAL TYPE 'C' CATCH BASIN - 0' - 20' DEEP | ea. | DRAN | 11
0586008.10 | 11,000.00 | SPECIAL TYPE 'C' CATCH BASIN (4' SUMP) - 0' - 10' DEEP | ea. | DRAN | 11
0586008.20 | 18,000.00 | SPECIAL TYPE 'C' CATCH BASIN (4' SUMP) - 0' - 20' DEEP | ea. | DRAN | 11
0586009.10 |  | SPECIAL TYPE 'C' CATCH BASIN DOUBLE GRATE TYPE 1 - 0' - 10' DEEP | ea. | DRAN | 11
0586009.20 |  | SPECIAL TYPE 'C' CATCH BASIN DOUBLE GRATE TYPE 1 - 0' - 20' DEEP | ea. | DRAN | 11
0586010.10 |  | SPECIAL TYPE 'C' CATCH BASIN DOUBLE GRATE TYPE 1 (4' SUMP) - 0' - 10' DEEP | ea. | DRAN | 11
0586010.20 |  | SPECIAL TYPE 'C' CATCH BASIN DOUBLE GRATE TYPE 1 (4' SUMP) - 0' - 20' DEEP | ea. | DRAN | 11
0586011.10 | 65,000.00 | SPECIAL TYPE 'C' CATCH BASIN DOUBLE GRATE TYPE 2 - 0' - 10' DEEP | ea. | DRAN | 11
0586011.20 |  | SPECIAL TYPE 'C' CATCH BASIN DOUBLE GRATE TYPE 2 - 0' - 20' DEEP | ea. | DRAN | 11
0586012.10 |  | SPECIAL TYPE 'C' CATCH BASIN DOUBLE GRATE TYPE 2 (4' SUMP) - 0' - 10' DEEP | ea. | DRAN | 11
0586012.20 |  | SPECIAL TYPE 'C' CATCH BASIN DOUBLE GRATE TYPE 2 (4' SUMP) - 0' - 20' DEEP | ea. | DRAN | 11
0586013.10 | 10,983.33 | OFFSET TYPE 'C' CATCH BASIN - 0' - 10' DEEP | ea. | DRAN | 11
0586013.20 | 14,600.00 | OFFSET TYPE 'C' CATCH BASIN - 0' - 20' DEEP | ea. | DRAN | 11
0586014.10 |  | OFFSET TYPE 'C' CATCH BASIN (4' SUMP) - 0' - 10' DEEP | ea. | DRAN | 11
0586014.20 |  | OFFSET TYPE 'C' CATCH BASIN (4' SUMP) - 0' - 20' DEEP | ea. | DRAN | 11
0586015.10 |  | OFFSET TYPE 'C' CATCH BASIN DOUBLE GRATE TYPE 2 - 0' - 10' DEEP | ea. | DRAN | 11
0586016.10 |  | OFFSET TYPE 'C' CATCH BASIN DOUBLE GRATE TYPE 2 (4' SUMP) - 0' - 10' DEEP | ea. | DRAN | 11
0586017.20 |  | TYPE 'C' CATCH BASIN DOUBLE GRATE TYPE 2 (WITHOUT SUMP) - 0' - 20' DEEP | ea. | DRAN | 11
0586020.10 |  | TYPE 'C' DROP INLET - 0' - 10' DEEP | ea. | DRAN | 11
0586020.20 |  | TYPE 'C' DROP INLET - 0' - 20' DEEP | ea. | DRAN | 11
0586021.10 | 40,000.00 | PRECAST CONCRETE INLET STRUCTURE - 0' - 10' DEEP | ea. | DRAN | 11
0586022.10 | 55,000.00 | PRECAST CONCRETE OUTLET STRUCTURE - 0' - 10' DEEP | ea. | DRAN | 11
0586025.10 | 6,671.43 | SPECIAL ROUND TYPE 'C' CATCH BASIN - 0' - 10' DEEP | ea. | DRAN | 11
0586025.20 |  | SPECIAL ROUND TYPE 'C' CATCH BASIN - 0' - 20' DEEP | ea. | DRAN | 11
0586026.10 | 9,300.00 | SPECIAL ROUND TYPE 'C' CATCH BASIN (4' SUMP) - 0' - 10' DEEP | ea. | DRAN | 11
0586026.20 | 4,700.00 | SPECIAL ROUND TYPE 'C' CATCH BASIN (4' SUMP) - 0' - 20' DEEP | ea. | DRAN | 11
0586027 |  | TYPE 'C' CATCH BASIN WITH MANHOLE FRAME AND COVER | ea. | DRAN | 11
0586028.10 |  | SPECIAL ROUND TYPE 'C' CATCH BASIN (6' DIAMETER) DOUBLE GRATE TYPE 1 - 0' - 10' DEEP | ea. | DRAN | 11
0586028.20 |  | SPECIAL ROUND TYPE 'C' CATCH BASIN (6' DIAMETER) - 0' - 20' DEEP | ea. | DRAN | 11
0586029.10 |  | SPECIAL ROUND TYPE 'C' CATCH BASIN (6' DIAMETER) DOUBLE GRATE TYPE 1 (WITHOUT SUMP) - 0' - 10' DEEP | ea. | DRAN | 11
0586029.20 |  | SPECIAL ROUND TYPE 'C' CATCH BASIN (7' DIAMETER) DOUBLE GRATE TYPE 2 (4' SUMP) - 0' - 20' DEEP | ea. | DRAN | 11
0586030.10 | 5,661.30 | TYPE 'C-G' CATCH BASIN - 0' - 10' DEEP | ea. | DRAN | 11
0586030.20 | 5,590.00 | TYPE 'C-G' CATCH BASIN - 0' - 20' DEEP | ea. | DRAN | 11
0586030.30 | 8,396.00 | TYPE 'C-G' CATCH BASIN (4' SUMP) - 0' - 10' DEEP | ea. | DRAN | 11
0586040.10 | 6,847.99 | TYPE 'C-L' CATCH BASIN - 0' - 10' DEEP | ea. | DRAN | 11
0586040.20 | 9,454.41 | TYPE 'C-L' CATCH BASIN - 0' - 20' DEEP | ea. | DRAN | 11
0586041.10 | 7,778.59 | TYPE 'C-L' CATCH BASIN (4' SUMP) - 0' - 10' DEEP | ea. | DRAN | 11
0586041.20 | 11,163.42 | TYPE 'C-L' CATCH BASIN (4' SUMP) - 0' - 20' DEEP | ea. | DRAN | 11
0586042.10 | 8,307.00 | TYPE 'C-L' CATCH BASIN DOUBLE GRATE TYPE 1 - 0' - 10' DEEP | ea. | DRAN | 11
0586042.20 |  | TYPE 'C-L' CATCH BASIN DOUBLE GRATE TYPE 1 - 0' - 20' DEEP | ea. | DRAN | 11
0586043.10 |  | TYPE 'C-L' CATCH BASIN DOUBLE GRATE TYPE 1 (4' SUMP) - 0' - 10' DEEP | ea. | DRAN | 11
0586043.20 | 11,200.00 | TYPE 'C-L' CATCH BASIN DOUBLE GRATE TYPE 1 (4' SUMP) - 0' - 20' DEEP | ea. | DRAN | 11
0586044.10 | 9,420.15 | TYPE 'C-L' CATCH BASIN DOUBLE GRATE TYPE 2 - 0' - 10' DEEP | ea. | DRAN | 11
0586044.20 | 10,000.00 | TYPE 'C-L' CATCH BASIN DOUBLE GRATE TYPE 2 - 0' - 20' DEEP | ea. | DRAN | 11
0586045.10 | 9,684.11 | TYPE 'C-L' CATCH BASIN DOUBLE GRATE TYPE 2 (4' SUMP) - 0' - 10' DEEP | ea. | DRAN | 11
0586045.20 |  | TYPE 'C-L' CATCH BASIN DOUBLE GRATE TYPE 2 (4' SUMP) - 0' - 20' DEEP | ea. | DRAN | 11
0586046.10 | 9,044.38 | SPECIAL TYPE 'C-L' CATCH BASIN - 0' - 10' DEEP | ea. | DRAN | 11
0586047.10 | 11,000.00 | SPECIAL TYPE 'C-L' CATCH BASIN (4' SUMP)- 0' - 10' DEEP | ea. | DRAN | 11
0586047.20 | 13,121.00 | SPECIAL TYPE 'C-L' CATCH BASIN (4' SUMP)- 0' - 20' DEEP | ea. | DRAN | 11
0586047.30 |  | SPECIAL TYPE 'C-L' CATCH BASIN (WITHOUT SUMP)- 0' - 10' DEEP | ea. | DRAN | 11
0586048.10 |  | SPECIAL TYPE 'C-L' CATCH BASIN DOUBLE GRATE TYPE 1 - 0' - 10' DEEP | ea. | DRAN | 11
0586048.20 |  | SPECIAL TYPE 'C-L' CATCH BASIN DOUBLE GRATE TYPE 1 - 0' - 20' DEEP | ea. | DRAN | 11
0586049.10 |  | SPECIAL TYPE 'C-L' CATCH BASIN DOUBLE GRATE TYPE 1(4' SUMP) - 0' - 10' DEEP | ea. | DRAN | 11
0586049.20 |  | SPECIAL TYPE 'C-L' CATCH BASIN DOUBLE GRATE TYPE 1(4' SUMP) - 0' - 20' DEEP | ea. | DRAN | 11
0586050.10 | 10,648.40 | SPECIAL TYPE 'C-L' CATCH BASIN DOUBLE GRATE TYPE 2 - 0' - 10' DEEP | ea. | DRAN | 11
0586050.20 |  | SPECIAL TYPE 'C-L' CATCH BASIN DOUBLE GRATE TYPE 2 - 0' - 20' DEEP | ea. | DRAN | 11
0586051.10 |  | SPECIAL TYPE 'C-L' CATCH BASIN DOUBLE GRATE TYPE 2(4' SUMP) - 0' - 10' DEEP | ea. | DRAN | 11
0586051.20 |  | SPECIAL TYPE 'C-L' CATCH BASIN DOUBLE GRATE TYPE 2(4' SUMP) - 0' - 20' DEEP | ea. | DRAN | 11
0586052.20 |  | TYPE 'C-L' CATCH BASIN (WITHOUT SUMP) - 0' - 20' DEEP | ea. | DRAN | 11
0586056.10 | 5,250.00 | TYPE 'C-L' DROP INLET - 0' - 10' DEEP | ea. | DRAN | 11
0586056.20 |  | TYPE 'C-L' DROP INLET - 0' - 20' DEEP | ea. | DRAN | 11
0586061.10 | 7,980.22 | SPECIAL ROUND TYPE 'C-L' CATCH BASIN - 0' - 10' DEEP | ea. | DRAN | 11
0586061.20 |  | SPECIAL ROUND TYPE 'C-L' CATCH BASIN - 0' - 20' DEEP | ea. | DRAN | 11
0586062.10 | 13,182.00 | SPECIAL ROUND TYPE 'C-L' CATCH BASIN (4' SUMP) - 0' - 10' DEEP | ea. | DRAN | 11
0586062.20 |  | SPECIAL ROUND TYPE 'C-L' CATCH BASIN (4' SUMP) - 0' - 20' DEEP | ea. | DRAN | 11
0586063.20 | 12,800.00 | SPECIAL ROUND TYPE 'C-L' CATCH BASIN (6' DIAMETER) (WITHOUT SUMP) - 0' - 20' DEEP | ea. | DRAN | 11
0586065.10 |  | SPECIAL ROUND TYPE 'C-L' CATCH BASIN (7' DIAMETER) DOUBLE GRATE TYPE 2 (4' SUMP) - 0' - 10' DEEP | ea. | DRAN | 11
0586065.20 |  | SPECIAL ROUND TYPE 'C-L' CATCH BASIN (7' DIAMETER) DOUBLE GRATE TYPE 2 (4' SUMP) - 0' - 20' DEEP | ea. | DRAN | 11
0586066.20 |  | SPECIAL ROUND TYPE 'C-L' CATCH BASIN (8' DIAMETER) DOUBLE GRATE TYPE 2 (WITHOUT SUMP) - 0' - 20' DEEP | ea. | DRAN | 11
0586067.20 |  | SPECIAL ROUND TYPE 'C-M' CATCH BASIN (WITHOUT SUMP) - 0' - 20' DEEP | ea. | DRAN | 11
0586086 | 1,791.32 | ABANDON DRAINAGE STRUCTURE | ea. | DRAN | 11
0586100.10 | 7,130.80 | TYPE 'C-M' CATCH BASIN - 0' - 10' DEEP | ea. | DRAN | 11
0586100.20 | 11,004.00 | TYPE 'C-M' CATCH BASIN - 0' - 20' DEEP | ea. | DRAN | 11
0586101.10 | 10,521.50 | TYPE 'C-M' CATCH BASIN (4' SUMP) - 0' - 10' DEEP | ea. | DRAN | 11
0586101.20 | 14,564.00 | TYPE 'C-M' CATCH BASIN (4' SUMP) - 0' - 20' DEEP | ea. | DRAN | 11
0586102.10 | 7,790.00 | TYPE 'C-M' CATCH BASIN DOUBLE GRATE TYPE 1 - 0' - 10' DEEP | ea. | DRAN | 11
0586102.20 |  | TYPE 'C-M' CATCH BASIN DOUBLE GRATE TYPE 1 - 0' - 20' DEEP | ea. | DRAN | 11
0586103.10 |  | TYPE 'C-M' CATCH BASIN DOUBLE GRATE TYPE 1 (4' SUMP) - 0' - 10' DEEP | ea. | DRAN | 11
0586103.20 |  | TYPE 'C-M' CATCH BASIN DOUBLE GRATE TYPE 1 (4' SUMP) - 0' - 20' DEEP | ea. | DRAN | 11
0586104.10 | 11,074.50 | TYPE 'C-M' CATCH BASIN DOUBLE GRATE TYPE 2 - 0' - 10' DEEP | ea. | DRAN | 11
0586104.20 |  | TYPE 'C-M' CATCH BASIN DOUBLE GRATE TYPE 2 - 0' - 20' DEEP | ea. | DRAN | 11
0586105.10 |  | TYPE 'C-M' CATCH BASIN DOUBLE GRATE TYPE 2 (4' SUMP) - 0' - 10' DEEP | ea. | DRAN | 11
0586105.20 |  | TYPE 'C-M' CATCH BASIN DOUBLE GRATE TYPE 2 (4' SUMP) - 0' - 20' DEEP | ea. | DRAN | 11
0586109.10 | 21,555.59 | TYPE 'C-M-S' CATCH BASIN - 0' - 10' DEEP | ea. | DRAN | 11
0586109.20 | 26,081.00 | TYPE 'C-M-S' CATCH BASIN - 0' - 20' DEEP | ea. | DRAN | 11
0586110.10 |  | TYPE 'C-M-S' CATCH BASIN (4' SUMP) - 0' - 10' DEEP | ea. | DRAN | 11
0586110.20 | 36,351.00 | TYPE 'C-M-S' CATCH BASIN (4' SUMP) - 0' - 20' DEEP | ea. | DRAN | 11
0586111.10 |  | TYPE 'C-M-S' CATCH BASIN DOUBLE GRATE TYPE 1 (4' SUMP) - 0' - 10' DEEP | ea. | DRAN | 11
0586111.20 | 31,368.00 | TYPE 'C-M-S' CATCH BASIN DOUBLE GRATE TYPE 2 - 0' - 10' DEEP | ea. | DRAN | 11
0586115.10 |  | TYPE CM-1 CATCH BASIN 0' - 10' DEEP | ea. | DRAN | 11
0586117 |  | TYPE CM-1 CATCH BASIN OVER 10' DEEP | ea. | DRAN | 11
0586120.10 | 40,000.00 | TYPE 'C-M 2' CATCH BASIN - 0' - 10' DEEP | ea. | DRAN | 11
0586120.20 | 50,000.00 | TYPE 'C-M 2' CATCH BASIN - 0' - 20' DEEP | ea. | DRAN | 11
0586121.10 |  | TYPE 'C-M 2' CATCH BASIN (4' SUMP) - 0' - 10' DEEP | ea. | DRAN | 11
0586121.20 |  | TYPE 'C-M 2' CATCH BASIN (4' SUMP) - 0' - 20' DEEP | ea. | DRAN | 11
0586122.10 |  | TYPE 'C-M 2' CATCH BASIN DOUBLE GRATE TYPE 1 - 0' - 10' DEEP | ea. | DRAN | 11
0586122.20 |  | TYPE 'C-M 2' CATCH BASIN DOUBLE GRATE TYPE 1 - 0' - 20' DEEP | ea. | DRAN | 11
0586123.10 |  | TYPE 'C-M 2' CATCH BASIN DOUBLE GRATE TYPE 1 (4' SUMP) - 0' - 10' DEEP | ea. | DRAN | 11
0586123.20 |  | TYPE 'C-M 2' CATCH BASIN DOUBLE GRATE TYPE 1 (4' SUMP) - 0' - 20' DEEP | ea. | DRAN | 11
0586124.10 | 55,000.00 | TYPE 'C-M 2' CATCH BASIN DOUBLE GRATE TYPE 2 - 0' - 10' DEEP | ea. | DRAN | 11
0586124.20 |  | TYPE 'C-M 2' CATCH BASIN DOUBLE GRATE TYPE 2 - 0' - 20' DEEP | ea. | DRAN | 11
0586125.10 |  | TYPE 'C-M 2' CATCH BASIN DOUBLE GRATE TYPE 2 (4' SUMP) - 0' - 10' DEEP | ea. | DRAN | 11
0586125.20 |  | TYPE 'C-M 2' CATCH BASIN DOUBLE GRATE TYPE 2 (4' SUMP) - 0' - 20' DEEP | ea. | DRAN | 11
0586130.10 |  | TYPE CM-M CATCH BASIN 0' - 10' DEEP | ea. | DRAN | 11
0586135.10 |  | TYPE CM-4 CATCH BASIN 0' - 10' DEEP | ea. | DRAN | 11
0586140.10 |  | TYPE "CM-4" II CATCH BASIN 0' - 10' DEEP | ea. | DRAN | 11
0586150.10 |  | TYPE 'D' CATCH BASIN - 0' - 10' DEEP | ea. | DRAN | 11
0586150.20 |  | TYPE 'D' CATCH BASIN - 0' - 20' DEEP | ea. | DRAN | 11
0586151.10 |  | TYPE 'D' CATCH BASIN (4' SUMP) - 0' - 10' DEEP | ea. | DRAN | 11
0586151.20 |  | TYPE 'D' CATCH BASIN (4' SUMP) - 0' - 20' DEEP | ea. | DRAN | 11
0586152.10 |  | TYPE 'D' CATCH BASIN DOUBLE GRATE TYPE 1 - 0' - 10' DEEP | ea. | DRAN | 11
0586152.20 |  | TYPE 'D' CATCH BASIN DOUBLE GRATE TYPE 1 - 0' - 20' DEEP | ea. | DRAN | 11
0586153.10 |  | TYPE 'D' CATCH BASIN DOUBLE GRATE TYPE 1 (4' SUMP) - 0' - 10' DEEP | ea. | DRAN | 11
0586153.20 |  | TYPE 'D' CATCH BASIN DOUBLE GRATE TYPE 1 (4' SUMP) - 0' - 20' DEEP | ea. | DRAN | 11
0586154.10 |  | TYPE 'D' CATCH BASIN DOUBLE GRATE TYPE 2 - 0' - 10' DEEP | ea. | DRAN | 11
0586154.20 |  | TYPE 'D' CATCH BASIN DOUBLE GRATE TYPE 2 - 0' - 20' DEEP | ea. | DRAN | 11
0586155.10 |  | TYPE 'D' CATCH BASIN DOUBLE GRATE TYPE 2 (4' SUMP) - 0' - 10' DEEP | ea. | DRAN | 11
0586155.20 |  | TYPE 'D' CATCH BASIN DOUBLE GRATE TYPE 2 (4' SUMP) - 0' - 20' DEEP | ea. | DRAN | 11
0586170.10 | 6,000.00 | TYPE 'D-G' CATCH BASIN - 0' - 10' DEEP | ea. | DRAN | 11
0586170.20 |  | TYPE 'D-G' CATCH BASIN - 0' - 20' DEEP | ea. | DRAN | 11
0586250.10 | 13,743.86 | TYPE 'P-R-W' CATCH BASIN - 0' - 10' DEEP | ea. | DRAN | 11
0586250.20 |  | TYPE 'P-R-W' CATCH BASIN - 0' - 20' DEEP | ea. | DRAN | 11
0586251.10 |  | TYPE 'P-R-W' CATCH BASIN (4' SUMP) - 0' - 10' DEEP | ea. | DRAN | 11
0586251.20 | 17,803.00 | TYPE 'P-R-W' CATCH BASIN (4' SUMP) - 0' - 20' DEEP | ea. | DRAN | 11
0586252.10 |  | TYPE 'P-R-W' CATCH BASIN DOUBLE GRATE TYPE 1 - 0' - 10' DEEP | ea. | DRAN | 11
0586252.20 |  | TYPE 'P-R-W' CATCH BASIN DOUBLE GRATE TYPE 1- 0' - 20' DEEP | ea. | DRAN | 11
0586253.10 |  | TYPE 'P-R-W' CATCH BASIN DOUBLE GRATE TYPE 1 (4' SUMP) - 0' - 10' DEEP | ea. | DRAN | 11
0586253.20 |  | TYPE 'P-R-W' CATCH BASIN DOUBLE GRATE TYPE 1 (4' SUMP) - 0' - 20' DEEP | ea. | DRAN | 11
0586254.10 |  | TYPE 'P-R-W' CATCH BASIN DOUBLE GRATE TYPE 2 - 0' - 10' DEEP | ea. | DRAN | 11
0586254.20 |  | TYPE 'P-R-W' CATCH BASIN DOUBLE GRATE TYPE 2 - 0' - 20' DEEP | ea. | DRAN | 11
0586255.10 |  | TYPE 'P-R-W' CATCH BASIN DOUBLE GRATE TYPE 2 (4' SUMP) - 0' - 10' DEEP | ea. | DRAN | 11
0586255.20 |  | TYPE 'P-R-W' CATCH BASIN DOUBLE GRATE TYPE 2 (4' SUMP) - 0' - 20' DEEP | ea. | DRAN | 11
0586260.10 |  | TYPE 'R-P-W' CATCH BASIN - 0' - 10' DEEP | ea. | DRAN | 11
0586260.20 |  | TYPE 'R-P-W' CATCH BASIN - 0' - 20' DEEP | ea. | DRAN | 11
0586300.10 | 14,184.50 | OFFSET CATCH BASIN - 0' - 10' DEEP | ea. | DRAN | 11
0586300.20 |  | OFFSET CATCH BASIN - 0' - 20' DEEP | ea. | DRAN | 11
0586310.10 | 16,786.12 | SPECIAL TYPE CATCH BASIN - 0' - 10' DEEP | ea. | DRAN | 11
0586310.20 |  | SPECIAL TYPE CATCH BASIN - 0' - 20' DEEP | ea. | DRAN | 11
0586310.30 | 11,339.00 | SPECIAL TYPE 'C-L' CATCH BASIN (WITHOUT SUMP) - 0' - 10' DEEP | ea. | DRAN | 11
0586311.10 | 8,224.00 | SPECIAL 'BEEHIVE' CATCH BASIN - 0' - 10' DEEP | ea. | DRAN | 11
0586311.20 |  | SPECIAL 'BEEHIVE' CATCH BASIN - 0' - 20' DEEP | ea. | DRAN | 11
0586500.10 | 9,085.85 | MANHOLE - 0' - 10' DEEP | ea. | DRAN | 11
0586500.20 | 10,089.19 | MANHOLE - 0' - 20' DEEP | ea. | DRAN | 11
0586501.05 | 9,467.40 | MANHOLE (5' DIAMETER) - 0' - 10' DEEP | ea. | DRAN | 11
0586501.06 | 10,068.18 | MANHOLE (6' DIAMETER) - 0' - 10' DEEP | ea. | DRAN | 11
0586501.07 | 15,786.00 | MANHOLE (7' DIAMETER) - 0' - 10' DEEP | ea. | DRAN | 11
0586501.08 | 2,500.00 | MANHOLE (8' DIAMETER) - 0' - 10' DEEP | ea. | DRAN | 11
0586501.09 | 37,500.00 | MANHOLE (9' DIAMETER) - 0' - 10' DEEP | ea. | DRAN | 11
0586501.10 |  | MANHOLE (10' DIAMETER) - 0' - 10' DEEP | ea. | DRAN | 11
0586502.05 | 7,500.00 | MANHOLE (5' DIAMETER) - 0' - 20' DEEP | ea. | DRAN | 11
0586502.06 | 57,250.00 | MANHOLE (6' DIAMETER) - 0' - 20' DEEP | ea. | DRAN | 11
0586502.07 |  | MANHOLE (7' DIAMETER) - 0' - 20' DEEP | ea. | DRAN | 11
0586502.08 |  | MANHOLE (8' DIAMETER) - 0' - 20' DEEP | ea. | DRAN | 11
0586502.09 | 91,000.00 | MANHOLE (9' DIAMETER) - 0' - 20' DEEP | ea. | DRAN | 11
0586502.10 |  | MANHOLE (10' DIAMETER) - 0' - 20' DEEP | ea. | DRAN | 11
0586503.07 |  | MANHOLE (7' DIAMETER) - OVER 20' DEEP | ea. | DRAN | 11
0586503.08 |  | MANHOLE (8' DIAMETER) - OVER 20' DEEP | ea. | DRAN | 11
0586504 |  | MANHOLE - OVER 20' DEEP | ea. | DRAN | 11
0586510.10 | 31,400.00 | SPECIAL MANHOLE - 0' - 10' DEEP | ea. | DRAN | 11
0586510.20 |  | SPECIAL MANHOLE - 0' - 20' DEEP | ea. | DRAN | 11
0586511.05 |  | SPECIAL MANHOLE (5' DIAMETER) - 0' - 10' DEEP | ea. | DRAN | 11
0586511.06 |  | SPECIAL MANHOLE (6' DIAMETER) - 0' - 10' DEEP | ea. | DRAN | 11
0586511.07 |  | SPECIAL MANHOLE (7' DIAMETER) - 0' - 10' DEEP | ea. | DRAN | 11
0586511.08 |  | SPECIAL MANHOLE (8' DIAMETER) - 0' - 10' DEEP | ea. | DRAN | 11
0586511.09 |  | SPECIAL MANHOLE (9' DIAMETER) - 0' - 10' DEEP | ea. | DRAN | 11
0586511.10 |  | SPECIAL MANHOLE (10' DIAMETER) - 0' - 10' DEEP | ea. | DRAN | 11
0586512.05 |  | SPECIAL MANHOLE (5' DIAMETER) - 0' - 20' DEEP | ea. | DRAN | 11
0586512.06 |  | SPECIAL MANHOLE (6' DIAMETER) - 0' - 20' DEEP | ea. | DRAN | 11
0586512.07 |  | SPECIAL MANHOLE (7' DIAMETER) - 0' - 20' DEEP | ea. | DRAN | 11
0586512.08 |  | SPECIAL MANHOLE (8' DIAMETER) - 0' - 20' DEEP | ea. | DRAN | 11
0586512.09 |  | SPECIAL MANHOLE (9' DIAMETER) - 0' - 20' DEEP | ea. | DRAN | 11
0586512.10 |  | SPECIAL MANHOLE (10' DIAMETER) - 0' - 20' DEEP | ea. | DRAN | 11
0586550.10 |  | CITY MANHOLE - 0' - 10' DEEP | ea. | DRAN | 11
0586550.20 |  | CITY MANHOLE - 0' - 20' DEEP | ea. | DRAN | 11
0586560.10 | 19,000.00 | TIDEGATE MANHOLE - 0' - 10' DEEP | ea. | DRAN | 11
0586560.20 |  | TIDEGATE MANHOLE - 0' - 20' DEEP | ea. | DRAN | 11
0586600 | 2,122.62 | RESET CATCH BASIN | ea. | DRAN | 11
0586601 | 1,948.48 | RESET TYPE 'C' CATCH BASIN | ea. | DRAN | 11
0586602 |  | RESET TYPE 'C' CATCH BASIN (4' SUMP) | ea. | DRAN | 11
0586603 | 2,561.54 | RESET TYPE 'C' CATCH BASIN DOUBLE GRATE TYPE 1 | ea. | DRAN | 11
0586604 |  | RESET TYPE 'C' CATCH BASIN DOUBLE GRATE TYPE 1 (4' SUMP) | ea. | DRAN | 11
0586605 | 2,023.33 | RESET TYPE 'C' CATCH BASIN DOUBLE GRATE TYPE 2 | ea. | DRAN | 11
0586606 |  | RESET TYPE 'C' CATCH BASIN DOUBLE GRATE TYPE 2 (4' SUMP) | ea. | DRAN | 11
0586619 | 1,938.44 | RESET TYPE 'C-G' CATCH BASIN | ea. | DRAN | 11
0586620 | 1,803.13 | RESET TYPE 'C-L' CATCH BASIN | ea. | DRAN | 11
0586621 |  | RESET TYPE 'C-L' CATCH BASIN (4' SUMP) | ea. | DRAN | 11
0586622 | 1,954.87 | RESET TYPE 'C-L' CATCH BASIN DOUBLE GRATE TYPE 1 | ea. | DRAN | 11
0586623 |  | RESET TYPE 'C-L' CATCH BASIN DOUBLE GRATE TYPE 1 (4' SUMP) | ea. | DRAN | 11
0586624 | 1,741.92 | RESET TYPE 'C-L' CATCH BASIN DOUBLE GRATE TYPE 2 | ea. | DRAN | 11
0586625 |  | RESET TYPE 'C-L' CATCH BASIN DOUBLE GRATE TYPE 2 (4' SUMP) | ea. | DRAN | 11
0586630 | 1,636.13 | RESET TYPE 'C-M' CATCH BASIN TOP | ea. | DRAN | 11
0586650 | 2,364.72 | RESET MANHOLE | ea. | DRAN | 11
0586651 | 1,938.06 | RESET MANHOLE (STORM) | ea. | DRAN | 11
0586651.06 | 3,927.86 | RESET MANHOLE (0 INCHES TO 6 INCHES) (STORM) | ea. | DRAN | 11
0586651.12 |  | RESET MANHOLE (6 INCHES TO 12 INCHES) (STORM) | ea. | DRAN | 11
0586652 | 2,430.00 | MANHOLE FRAME AND COVER (STORM) | ea. | DRAN | 11
0586700 | 2,480.00 | CONVERT CATCH BASIN TO TYPE 'C' CATCH BASIN | ea. | DRAN | 11
0586701 | 2,599.00 | CONVERT CATCH BASIN TO TYPE 'C-L' CATCH BASIN | ea. | DRAN | 11
0586701.01 |  | CONVERT CATCH BASIN TO TYPE 'C-L' CATCH BASIN DOUBLE GRATE TYPE I | ea. | DRAN | 11
0586701.02 |  | CONVERT CATCH BASIN TO TYPE 'C-L' CATCH BASIN DOUBLE GRATE TYPE II | ea. | DRAN | 11
0586702 | 1,635.00 | CONVERT CATCH BASIN TO TYPE 'C-G' CATCH BASIN | ea. | DRAN | 11
0586703 | 4,099.57 | CONVERT CATCH BASIN TO MANHOLE | ea. | DRAN | 11
0586704 | 3,600.00 | CONVERT MANHOLE TO TYPE 'C' CATCH BASIN | ea. | DRAN | 11
0586705 | 2,095.00 | CONVERT MANHOLE TO TYPE 'C-L' CATCH BASIN | ea. | DRAN | 11
0586706 | 1,515.00 | CONVERT CATCH BASIN TO TYPE 'C-M' CATCH BASIN | ea. | DRAN | 11
0586707 |  | CONVERT CATCH BASIN TO SPECIAL TYPE CATCH BASIN | ea. | DRAN | 11
0586708 |  | CONVERT C-M-C CATCH BASIN TO C-L CATCH BASIN | ea. | DRAN | 11
0586709 |  | CONVERT CM-S CATCH BASIN TO C-L CATCH BASIN | ea. | DRAN | 11
0586710 |  | CONVERT CATCH BASIN TO MANHOLE - SPECIAL | ea. | DRAN | 11
0586711 | 1,401.00 | TYPE 'C-M' CATCH BASIN TOP HEAVY DUTY | ea. | DRAN | 11
0586740 | 716.36 | TYPE 'C-G' CATCH BASIN TOP | ea. | DRAN | 11
0586750 | 798.52 | TYPE 'C' CATCH BASIN TOP | ea. | DRAN | 11
0586751 | 1,365.00 | TYPE 'C' CATCH BASIN TOP DOUBLE GRATE TYPE 1 | ea. | DRAN | 11
0586752 | 1,680.56 | TYPE 'C' CATCH BASIN TOP DOUBLE GRATE TYPE 2 | ea. | DRAN | 11
0586753 | 1,264.64 | TYPE 'C' CATCH BASIN TOP HEAVY DUTY | ea. | DRAN | 11
0586754 | 1,820.00 | SPECIAL TYPE 'C' CATCH BASIN TOP | ea. | DRAN | 11
0586760 | 721.49 | TYPE 'C-L' CATCH BASIN TOP | ea. | DRAN | 11
0586761 | 1,486.77 | TYPE 'C-L' CATCH BASIN TOP DOUBLE GRATE TYPE 1 | ea. | DRAN | 11
0586762 | 3,100.91 | TYPE 'C-L' CATCH BASIN TOP DOUBLE GRATE TYPE 2 | ea. | DRAN | 11
0586763 | 1,531.14 | TYPE 'C-L' CATCH BASIN TOP HEAVY DUTY | ea. | DRAN | 11
0586764 |  | SPECIAL TYPE 'C-L' CATCH BASIN TOP | ea. | DRAN | 11
0586770 | 1,005.03 | TYPE 'C-M' CATCH BASIN TOP | ea. | DRAN | 11
0586771.01 | 1,468.56 | TYPE 'C-M' CATCH BASIN TOP DOUBLE GRATE TYPE 1 | ea. | DRAN | 11
0586771.02 | 1,518.00 | TYPE 'C-M' CATCH BASIN TOP DOUBLE GRATE TYPE 2 | ea. | DRAN | 11
0586780 | 2,163.33 | MANHOLE FRAME AND COVER | ea. | DRAN | 11
0586781 | 1,250.00 | SPECIAL MANHOLE FRAME AND COVER | ea. | DRAN | 11
0586790.10 | 1,792.84 | REMOVE DRAINAGE STRUCTURE - 0' - 10' DEEP | ea. | DRAN | 11
0586790.20 | 4,982.14 | REMOVE DRAINAGE STRUCTURE - 0' - 20' DEEP | ea. | DRAN | 11
0586791 | 5,500.00 | CAP EXISTING CATCH BASIN | ea. | DRAN | 11
0586801 | 2,500.00 | LAWN DRAIN | ea. | DRAN | 11
0586805 |  | SPECIAL LAWN DRAIN | ea. | DRAN | 11
0586820 |  | JUNCTION BOX | ea. | DRAN | 11
0586825.01 | 68,055.00 | JUNCTION CHAMBER NO. 1 | ea. | DRAN | 11
0586825.02 | 64,295.00 | JUNCTION CHAMBER NO. 2 | ea. | DRAN | 11
0586828 | 85,000.00 | JUNCTION CHAMBER OVER 20' DEEP | ea. | DRAN | 11
0586829 | 24,013.00 | MODIFY EXISTING JUNCTION CHAMBER | ea. | STRC | 11
0586850 | 21,200.00 | HYDRODYNAMIC SEPARATOR | ea. | DRAN | 11
0586850.01 | 50,500.00 | HYDRODYNAMIC SEPARATOR (SITE NO. 1) | ea. | DRAN | 11
0586850.02 | 58,500.00 | HYDRODYNAMIC SEPARATOR (SITE NO. 2) | ea. | DRAN | 11
0586850.03 |  | HYDRODYNAMIC SEPARATOR (SITE NO. 3) | ea. | DRAN | 11
0586850.04 |  | HYDRODYNAMIC SEPARATOR (SITE NO. 4) | ea. | DRAN | 11
0586850.05 |  | HYDRODYNAMIC SEPARATOR (SITE NO. 5) | ea. | DRAN | 11
0586850.06 |  | HYDRODYNAMIC SEPARATOR (SITE NO. 6) | ea. | DRAN | 11
0586886.01 | 5,572.14 | TRASH RACK | ea. | DRAN | 11
0601000 |  | CLASS ''A'' CONCRETE | c.y. | CONC | 11
0601007 |  | CLASS ''A'' CONCRETE (MODIFIED) | c.y. | CONC | 11
0601008 | 88.00 | REINFORCED CONCRETE FACE FOR PERMANENT SOLDIER PILE WALL WITH LAGGING | s.f. | CONC | 11
0601014 |  | COMPOSITE ARCH BRIDGE SYSTEM | LS | CONC | 11
0601016 |  | PRECAST APPROACH SLAB | s.y. | STRC | 11
0601017 |  | PRECAST CONCRETE RAMP | LS | STRC | 11
0601019 |  | CHEMICALLY STAINED CONCRETE | s.f. | CONC | 11
0601020 | 36.69 | STAMPED CONCRETE | s.f. | CONC | 11
0601032 |  | ROADWAY PARAPET WALL | l.f. | STRC | 11
0601037 |  | PRECAST CONCRETE ARCHES | LS | STRC | 11
0601039 | 442.70 | MODIFY BRIDGE PARAPET | l.f. | STRC | 11
0601040 |  | BARRIER CURB AND SIDEWALK | LS | SWCG | 11
0601044 | 220.95 | BRIDGE PARAPET CAP | l.f. | STRC | 11
0601045 | 16,192.31 | RECONSTRUCT BRIDGE ENDBLOCK | ea. | STRC | 11
0601046 | 105.00 | BRIDGE CURB CONCRETE | l.f. | STRC | 11
0601047 | 5,516.67 | ENDBLOCK CONCRETE | c.y. | STRC | 11
0601051 |  | CLASS ''40'' CONCRETE | c.y. | CONC | 11
0601053 |  | CLASS ''50'' CONCRETE | c.y. | CONC | 11
0601054 | 6,826.39 | ULTRA HIGH PERFORMANCE CONCRETE | c.y. | CONC | 11
0601057 |  | HIGH PERFORMANCE CONCRETE | c.y. | CONC | 11
0601059 |  | CLASS "25" CONCRETE | c.y. | CONC | 11
0601060 | 1,885.76 | BEAM END REPAIRS WITH ULTRA HIGH PERFORMANCE CONCRETE - PARTIAL HEIGHT | c.f. | CONC | 11
0601061 | 1,953.27 | BEAM END REPAIRS WITH ULTRA HIGH PERFORMANCE CONCRETE | c.f. | CONC | 11
0601062 | 619.26 | FOOTING CONCRETE | c.y. | CONC | 11
0601063 |  | FOOTING CONCRETE (MASS) | c.y. | CONC | 11
0601064 | 1,353.18 | ABUTMENT AND WALL CONCRETE | c.y. | CONC | 11
0601065 | 813.18 | ABUTMENT AND WALL CONCRETE (MASS) | c.y. | CONC | 11
0601066 | 1,995.44 | COLUMN AND CAP CONCRETE | c.y. | CONC | 11
0601067 | 1,882.09 | COLUMN AND CAP CONCRETE (MASS) | c.y. | CONC | 11
0601069 | 2,500.00 | BEAM END REPAIRS | c.f. | CONC | 11
0601070 |  | CLASS "S" CONCRETE | c.y. | CONC | 11
0601071 |  | MODIFIED CLASS "S" CONCRETE | c.y. | CONC | 11
0601072 | 633.63 | SURFACE REPAIR CONCRETE | c.f. | CONC | 11
0601073 |  | CLASS "S" CONCRETE | c.f. | CONC | 11
0601074 | 927.87 | STRUCTURAL REPAIR CONCRETE | c.f. | CONC | 11
0601075 | 3,300.00 | SUBSTRUCTURE REPAIRS WITH ULTRA HIGH PERFORMANCE CONCRETE | c.f. | CONC | 11
0601076 |  | BEAM REPAIRS WITH ULTRA HIGH PERFORMANCE CONCRETE | c.f. | CONC | 11
0601077 |  | CONCRETE POST | ea. | CONC | 11
0601081 |  | 6' X 2.5' BOX CULVERT | l.f. | STRC | 11
0601082 |  | 5' X 4' PRECAST CONCRETE BOX CULVERT | l.f. | STRC | 11
0601083 |  | 8' X 3'-6'' PRECAST CONCRETE BOX CULVERT | l.f. | STRC | 11
0601084 |  | 7' X 3'-6'' PRECAST CONCRETE BOX CULVERT | l.f. | STRC | 11
0601087 | 200.00 | ARCHITECHURAL FORM LINER | s.y. | STRC | 11
0601088 | 7.60 | CONCRETE FORM LINERS | s.f. | STRC | 11
0601091 | 178.31 | SIMULATED STONE MASONRY | s.y. | STRC | 11
0601092 |  | REMOVE STAY-IN-PLACE FORM | s.f. | STRC | 11
0601093 |  | 3'-0'' X 3'-0'' PRECAST CONCRETE BOX CULVERT | l.f. | STRC | 11
0601094 |  | 3'-6'' X 3' PRECAST CONCRETE BOX CULVERT | l.f. | STRC | 11
0601095 |  | 16' X 7' PRECAST CONCRETE BOX CULVERT | l.f. | STRC | 11
0601097 |  | VARIABLE DEPTH PATCH | c.f. | CONC | 11
0601098 |  | 7' X 5' PRECAST CONCRETE BOX CULVERT | l.f. | STRC | 11
0601100 |  | CLASS ''C'' CONCRETE | c.y. | CONC | 11
0601106 |  | CONCRETE STAIR LANDING | s.f. | CONC | 11
0601107 | 2,512.31 | HIGH EARLY STRENGTH CONCRETE | c.y. | CONC | 11
0601108 | 30,247.18 | CONCRETE STAIRS | LS | STRC | 11
0601109 | 313,778.00 | PRECAST CONCRETE WALLS | LS | STRC | 11
0601118 | 1,630.50 | BRIDGE DECK CONCRETE | c.y. | CONC | 11
0601120 | 1,819.26 | BRIDGE DECK CONCRETE (SIP FORMS) | c.y. | CONC | 11
0601121 | 438.59 | PARAPET CONCRETE | l.f. | CONC | 11
0601122 | 820.67 | BRIDGE SIDEWALK CONCRETE | c.y. | CONC | 11
0601123 | 773.40 | APPROACH SLAB CONCRETE | c.y. | CONC | 11
0601124 | 1,089.90 | BARRIER WALL CONCRETE | c.y. | CONC | 11
0601125 |  | PRECAST CONCRETE BOX CULVERT | l.f. | STRC | 11
0601126 |  | 12' X 5' PRECAST CONCRETE BOX CULVERT | l.f. | STRC | 11
0601127 |  | 6' X 3' PRECAST CONCRETE BOX CULVERT | l.f. | STRC | 11
0601129 |  | 9' X 9' PRECAST CONCRETE BOX CULVERT | l.f. | STRC | 11
0601130 | 2,500.00 | 9' X 8' PRECAST CONCRETE BOX CULVERT | l.f. | STRC | 11
0601131 |  | 20' X 8' PRECAST CONCRETE BOX CULVERT | l.f. | STRC | 11
0601132 | 2,060.00 | 8'X 6' PRECAST CONCRETE BOX CULVERT | l.f. | STRC | 11
0601133 |  | 10' X 7' PRECAST CONCRETE BOX CULVERT | l.f. | STRC | 11
0601134 |  | 11' X 7' PRECAST CONCRETE BOX CULVERT | l.f. | STRC | 11
0601135 |  | 12' X 6' PRECAST CONCRETE BOX CULVERT | l.f. | STRC | 11
0601136 |  | 6' X 6' PRECAST CONCRETE BOX CULVERT | l.f. | STRC | 11
0601137 |  | 12' X 12' PRECAST CONCRETE BOX CULVERT | l.f. | STRC | 11
0601139 |  | 12' X 8' PRECAST CONCRETE BOX CULVERT | l.f. | STRC | 11
0601140 |  | 12' X 8'-6' PRECAST CONCRETE BOX CULVERT | l.f. | STRC | 11
0601141 | 2,820.57 | 10' X 6' PRECAST CONCRETE BOX CULVERT | l.f. | STRC | 11
0601142 |  | 20' X 5' - 6" PRECAST CONCRETE BOX CULVERT | l.f. | STRC | 11
0601149 |  | 5' X 2' PRECAST CONCRETE BOX CULVERT | l.f. | STRC | 11
0601150 |  | 5.5' X 2.5' BOX CULVERT | l.f. | STRC | 11
0601151 | 2,990.00 | 6'X8' PRECAST CONCRETE BOX CULVERT | l.f. | STRC | 11
0601152 | 2,411.00 | 7'X8' PRECAST CONCRETE BOX CULVERT | l.f. | STRC | 11
0601153 |  | 10' X 4' PRECAST CONCRETE BOX CULVERT | l.f. | STRC | 11
0601155 | 3,512.00 | 10' X 8' PRECAST CONCRETE BOX CULVERT | l.f. | STRC | 11
0601157 |  | 6' X 4' PRECAST CONCRETE BOX CULVERT | l.f. | STRC | 11
0601158 |  | 10' X 5' PRECAST CONCRETE BOX CULVERT | l.f. | STRC | 11
0601159 |  | 15' X 6' PRECAST CONCRETE BOX CULVERT | l.f. | STRC | 11
0601160 |  | 16' X 8' PRECAST CONCRETE BOX CULVERT | l.f. | STRC | 11
0601161 |  | 16' X 10' - 3" PRECAST CONCRETE BOX CULVERT | l.f. | STRC | 11
0601163 |  | 8' X 4' PRECAST CONCRETE BOX CULVERT | l.f. | STRC | 11
0601168 |  | 10' X 5.5' PRECAST CONCRETE BOX CULVERT | l.f. | STRC | 11
0601169 |  | 8' X 5' PRECAST CONCRETE BOX CULVERT | l.f. | STRC | 11
0601174 |  | 12' X 11' PRECAST CONCRETE BOX CULVERT | l.f. | STRC | 11
0601175 |  | 10' X 9' PRECAST CONCRETE BOX CULVERT | l.f. | STRC | 11
0601176 |  | 2'-0" X 4'-0" PRECAST CONCRETE BOX CULVERT | l.f. | STRC | 11
0601183 | 498.21 | PRECAST CONCRETE CUT-OFF WALL | l.f. | STRC | 11
0601185 |  | PRECAST CONCRETE WINGWALL | l.f. | TBD | 11
0601186 |  | MORTAR PATCH | s.f. | STRC | 11
0601188 |  | FULL DEPTH PATCH (CLASS ''F'' CONCRETE) | c.y. | CONC | 11
0601193 |  | PARTIAL DEPTH PATCH | c.y. | CONC | 11
0601194 |  | PARTIAL DEPTH PATCH | bag | CONC | 11
0601195 |  | FULL DEPTH PATCH | c.y. | CONC | 11
0601196 |  | VARIABLE DEPTH PATCH | c.f. | CONC | 11
0601197 |  | TEMPORARY PATCH REPAIR (ESTIMATED COST) | est. | CONC | 11
0601201 |  | CLASS ''F'' CONCRETE | c.y. | CONC | 11
0601202 |  | CONCRETE FOR LINK-SLAB | c.y. | TBD | 11
0601203 |  | ENGINEERED CEMENTITIOUS COMPOSITE (ECC) CONCRETE FOR LINK-SLAB | c.y. | TBD | 11
0601205 | 1,062.85 | ULTRA HIGH PERFORMANCE CONCRETE LINK SLAB | c.f. | CONC | 11
0601211 |  | CLASS ''F'' CONCRETE (SPECIAL) | c.y. | CONC | 11
0601225 |  | BRIDGE DECK PATCHING (HYDRO-DEMOLITION) | c.y. | STRC | 11
0601228 |  | 13' X 8' PRECAST CONCRETE BOX CULVERT | l.f. | STRC | 11
0601230 |  | LIGHTWEIGHT CONCRETE | s.f. | STRC | 11
0601231 |  | LIGHTWEIGHT CONCRETE | c.y. | STRC | 11
0601232 |  | 4'-6'' X 3' PRECAST CONCRETE BOX CULVERT | l.f. | STRC | 11
0601242 |  | PRECAST CONCRETE DECK PANELS | s.f. | STRC | 11
0601243 |  | CONCRETE PIER ELEMENTS | c.y. | TBD | 11
0601244 |  | CONCRETE ABUTMENT ELEMENTS | c.y. | TBD | 11
0601245 |  | CONCRETE APPROACH SLAB | c.y. | TBD | 11
0601246 |  | PRECAST CONCRETE APPROACH SLAB | SY | STRC | 11
0601247 |  | PRECAST CONCRETE PIER CAP | ea. | TBD | 11
0601248 |  | PRECAST CONCRETE DECK PANELS | c.y. | TBD | 11
0601249 |  | RECONSTRUCT CONCRETE HEADER | c.y. | TBD | 11
0601250 |  | CONSTRUCT CONCRETE HEADERS | c.y. | STRC | 11
0601251 |  | REPAIR TO EXISTING PIERS | c.f. | STRC | 11
0601270 | 3,751.45 | FULL DEPTH PATCH (HIGH EARLY STRENGTH CONCRETE) | c.y. | CONC | 11
0601271 |  | FULL DEPTH PATCH (HIGH EARLY STRENGTH CONCRETE) | c.f. | CONC | 11
0601272 | 7,200.00 | VARIABLE QUANTITY FULL DEPTH PATCH (HIGH EARLY STRENGTH CONCRETE) | c.y. | CONC | 11
0601273 | 300.00 | VARIABLE QUANTITY PARTIAL DEPTH PATCH | c.f. | CONC | 11
0601274 |  | VARIABLE QUANTITY SURFACE REPAIR CONCRETE | c.f. | CONC | 11
0601275 |  | PRECAST SUBSTRUCTURE ELEMENTS | LS | STRC | 11
0601276 |  | PRECAST SUBSTRUCTURE ELEMENTS | c.y. | STRC | 11
0601277 |  | PRECAST CONCRETE BRIDGE COMPONENTS | LS | STRC | 11
0601278 |  | VARIABLE QUANTITY STRUCTURAL REPAIR CONCRETE | c.f. | CONC | 11
0601279 |  | CLASS "60" CONCRETE | c.y. | CONC | 11
0601281 |  | 12' X 3' PRECAST CONCRETE BOX CULVERT | l.f. | STRC | 11
0601285 |  | POST-TENSIONING TENDONS (LONG. SUPERSTRUCTURE STRAND) | lb. | STRC | 11
0601301 | 836.10 | UNDERWATER CONCRETE | c.y. | STRC | 11
0601307 |  | LATEX MODIFIED CONCRETE | c.y. | CONC | 11
0601308 | 4,634.47 | POLYESTER POLYMER CONCRETE OVERLAY | c.y. | CONC | 11
0601309 | 6.98 | LONGITUDINAL GROOVING | s.y. | TBD | 11
0601310 |  | HYDRAULIC POINTING | c.f. | CONC | 11
0601311 |  | FILL CONCRETE | c.y. | CONC | 11
0601312 | 7.00 | DIAMOND GRINDING | s.y. | TBD | 11
0601318 | 176.36 | PARTIAL DEPTH PATCH | c.f. | CONC | 11
0601319 |  | PARTIAL DEPTH PATCH -POLYESTER POLTMER CONCRETE | c.f. | CONC | 11
0601323 | 2,415.00 | MODIFY CONCRETE BEARING PAD | ea. | STRC | 11
0601327 |  | 10' X 10' PRECAST CONCRETE BOX CULVERT | l.f. | STRC | 11
0601331 |  | CONCRETE PAD | LS | STRC | 11
0601341 |  | CONSTRUCT NEW CONCRETE BEARING PADS | ea. | STRC | 11
0601347 |  | PRECAST CONCRETE FISH LADER | l.f. | ENVR | 11
0601353 | 213.46 | CONCRETE PAD | s.y. | STRC | 11
0601360 | 5,465.00 | REPAIR OF BEARING PAD | ea. | STRC | 11
0601363 | 1,200.00 | CONCRETE ENCASEMENT | c.y. | STRC | 11
0601365 | 901.05 | CONCRETE PAD | c.y. | STRC | 11
0601369 |  | RECONSTRUCT RETAINING WALL | LS | STRC | 11
0601371 |  | MODIFY RETAINING WALL (SITE NO. 1) | LS | STRC | 11
0601372 |  | MODIFY RETAINING WALL (SITE NO. 2) | LS | STRC | 11
0601374 |  | CONCRETE PAD FOR SWITCHGEAR | LS | STRC | 11
0601401 |  | ORNAMENT MOULDS | LS | STRC | 11
0601402 |  | PRECAST CONCRETE ORNAMENT | ea. | STRC | 11
0601406 |  | 5' X 5' PRECAST CONCRETE BOX CULVERT | l.f. | STRC | 11
0601414 |  | 13'-9'' X 5' PRECAST CONCRETE BOX CULVERT | l.f. | STRC | 11
0601417 | 4.00 | CLEAN CONCRETE | s.f. | STRC | 11
0601418 |  | BLAST CLEAN EXISTING CONCRETE | s.f. | STRC | 11
0601419 |  | ROUGHENING CONCRETE SURFACE | s.f. | CONC | 11
0601422 |  | CLASS "S" CONCRETE FOR HISTORIC BRIDGES | c.y. | STRC | 11
0601423 |  | CLASS "C" CONCRETE - REPLICATED | c.y. | STRC | 11
0601426 | 1,150.00 | CLASS "S" CONCRETE FOR HISTORIC BRIDGES | c.f. | STRC | 11
0601445 | 39,800.00 | EMBANKMENT WALL (SITE NO. 1) | LS | STRC | 11
0601446 |  | EMBANKMENT WALL (SITE NO. 2) | LS | STRC | 11
0601447 |  | EMBANKMENT WALL (SITE NO. 3) | LS | STRC | 11
0601448 |  | EMBANKMENT WALL (SITE NO. 4) | LS | STRC | 11
0601461 |  | REMOVE AND RESET EMBANKMENT WALL | s.f. | STRC | 11
0601462 |  | 4' X 3' PRECAST CONCRETE BOX CULVERT | l.f. | STRC | 11
0601463 |  | 5' X 3' PRECAST CONCRETE BOX CULVERT | l.f. | STRC | 11
0601464 |  | 6' X 5' PRECAST CONCRETE BOX CULVERT | l.f. | STRC | 11
0601465 |  | RETAINING WALL (NO.3535C) | LS | STRC | 11
0601466 |  | RETAINING WALL (NO.3535D) | LS | STRC | 11
0601467 |  | 5.5' X 4' PRECAST CONCRETE BOX CULVERT | l.f. | STRC | 11
0601468 |  | 10' X 8.5' PRECAST CONCRETE BOX CULVERT | l.f. | STRC | 11
0601469 |  | 10' X 11' PRECAST CONCRETE BOX CULVERT | l.f. | STRC | 11
0601490 |  | EMBANKMENT WALL (SITE NO. 6) | LS | STRC | 11
0601491 |  | EMBANKMENT WALL (SITE NO. 7) | LS | STRC | 11
0601492 |  | EMBANKMENT WALL (SITE NO. 8) | LS | STRC | 11
0601493 |  | EMBANKMENT WALL (SITE NO. 9) | LS | STRC | 11
0601494 |  | EMBANKMENT WALL (SITE NO. 10) | LS | STRC | 11
0601495 |  | EMBANKMENT WALL (SITE NO. 11) | LS | STRC | 11
0601496 |  | ROADWAY PARAPET WALL (SPECIAL) | l.f. | STRC | 11
0601497 |  | MODIFY BRIDGE PARAPETS (SITE NO. 5) | l.f. | STRC | 11
0601498 |  | MODIFY BRIDGE PARAPETS (SITE NO. 12) | l.f. | STRC | 11
0601499 |  | 5' X 6' PRECAST CONCRETE BOX CULVERT | l.f. | STRC | 11
0601502 | 12.02 | 1/2'' PREFORMED EXPANSION JOINT FILLER FOR BRIDGES | s.f. | CONC | 11
0601504 | 14.51 | 1'' PREFORMED EXPANSION JOINT FILLER FOR BRIDGES | s.f. | CONC | 11
0601505 |  | 1 1/2'' PREFORMED EXPANSION JOINT FILLER FOR BRIDGES | s.f. | CONC | 11
0601509 |  | REMOVE CONCRETE HEADERS | l.f. | STRC | 11
0601510 |  | 1" PREFORMED EXPANSION JOINT FILLER | s.f. | CONC | 11
0601512 |  | 1 1/4" PREFORMED EXPANSION JOINT FILLER FOR BRIDGES | s.f. | CONC | 11
0601513 |  | 15' X 10' PRECAST CONCRETE 3-SIDED CULVERT | l.f. | STRC | 11
0601514 |  | 15' X 8' PRECAST CONCRETE 3-SIDED CULVERT | l.f. | STRC | 11
0601515 |  | PRECAST CONCRETE FLOOR SLAB FOR CULVERT | l.f. | STRC | 11
0601517 |  | STAY CABLE TESTING | LS | STRC | 11
0601518 |  | STAY CABLE ASSEMBLIES | LS | STRC | 11
0601519 |  | STAY CABLE DAMPING SYSTEM | LS | STRC | 11
0601521 |  | 14' X 11' PRECAST CONCRETE BOX CULVERT | l.f. | STRC | 11
0601522 |  | 14' X 10' PRECAST CONCRETE BOX CULVERT | l.f. | STRC | 11
0601523 |  | FOUNDATION SEALS | ea. | STRC | 11
0601524 |  | SPECIALIZED CONCRETE FILL | s.f. | CONC | 11
0601525 |  | REPAIR JOINTS WITH SPECIALTY CONCRETE | c.f. | CONC | 11
0601526 |  | CLOSURE JOINT CONCRETE | c.f. | CONC | 11
0601527 |  | CLOSURE JOINT REINFORCEMENT | c.f. | CONC | 11
0601528 |  | 10' X 9.5' PRECAST CONCRETE BOX CULVERT | l.f. | STRC | 11
0601529 |  | 10' X 4.5' PRECAST CONCRETE BOX CULVERT | l.f. | STRC | 11
0601530 |  | 18'' X 36'' PRECAST CONCRETE BOX CULVERT | l.f. | STRC | 11
0601531 |  | 13' X 10' PRECAST CONCRETE BOX CULVERT | l.f. | STRC | 11
0601532 |  | 18' X 8' PRECAST CONCRETE BOX CULVERT | l.f. | STRC | 11
0601537 |  | 5.5' X 6.5' PRECAST CONCRETE BOX | LS | STRC | 11
0601538 |  | CLOSURE JOINT REINFORCEMENT | lb. | STRC | 11
0601539 |  | 18' X 6'-6" PRECAST CONCRETE BOX CULVERT | l.f. | STRC | 11
0601540 |  | 14' X 10' PRECAST CONCRETE BOX CULVERT | LS | STRC | 11
0601541 | 3,160.00 | 12' X 10' PRECAST CONCRETE BOX CULVERT | l.f. | STRC | 11
0601548 | 2,700.00 | CONCRETE PEDESTALS | ea. | STRC | 11
0601549 |  | POST-TENSIONING TENDONS | lb. | STRC | 11
0601552 |  | 1/2'' PREMOLDED EXPANSION JOINT FILLER FOR BRIDGE BEARINGS | s.f. | CONC | 11
0601560 |  | REMOVE CONCRETE HEADER | c.y. | STRC | 11
0601604 |  | ASPHALTIC PLUG EXPANSION JOINT SYSTEM | l.f. | ASPH | 11
0601605 |  | REMOVE AND REPLACE ASPHALTIC PLUG EXPANSION JOINT SYSTEM | l.f. | ASPH | 11
0601630 | 0.15 | CLOSED CELL ELASTOMER | c.i. | CONC | 11
0601639 | 0.25 | 1/2'' CLOSED CELL ELASTOMER | c.i. | CONC | 11
0601640 | 0.20 | 1'' CLOSED CELL ELASTOMER | c.i. | CONC | 11
0601641 | 1,830,000.00 | SHORED MECHANICALLY STABILIZED EARTH RETAINING WALL (SITE NO. 1) | LS | STRC | 11
0601651 | 4,150,278.90 | RETAINING WALL (SITE NO. 1) | LS | STRC | 11
0601652 | 1,762,500.00 | RETAINING WALL (SITE NO. 2) | LS | STRC | 11
0601653 | 300,000.00 | RETAINING WALL (SITE NO. 3) | LS | STRC | 11
0601654 |  | RETAINING WALL (SITE NO. 4) | LS | STRC | 11
0601655 |  | RETAINING WALL (SITE NO. 5) | LS | STRC | 11
0601656 |  | RETAINING WALL (SITE NO. 6) | LS | STRC | 11
0601657 |  | RETAINING WALL (SITE NO. 7) | LS | STRC | 11
0601658 |  | RETAINING WALL (SITE NO. 8) | LS | STRC | 11
0601659 |  | RETAINING WALL (SITE NO. 9) | LS | STRC | 11
0601660 |  | RETAINING WALL (SITE NO. 10) | LS | STRC | 11
0601661 |  | RETAINING WALL (SITE NO. 11) | LS | STRC | 11
0601662 | 650,000.00 | RETAINING WALL (SITE NO. 12) | LS | STRC | 11
0601663 | 740,000.00 | RETAINING WALL (SITE NO. 13) | LS | STRC | 11
0601664 | 4,000,000.00 | RETAINING WALL (SITE NO. 14) | LS | STRC | 11
0601665 | 1,280,000.00 | RETAINING WALL (SITE NO. 15) | LS | STRC | 11
0601666 | 5,500,000.00 | RETAINING WALL (SITE NO. 16) | LS | STRC | 11
0601667 | 1,688,000.00 | RETAINING WALL (SITE NO. 17) | LS | STRC | 11
0601668 | 1,565,000.00 | RETAINING WALL (SITE NO. 18) | LS | STRC | 11
0601669 | 595,000.00 | RETAINING WALL (SITE NO. 19) | LS | STRC | 11
0601670 | 556,000.00 | RETAINING WALL (SITE NO. 20) | LS | STRC | 11
0601671 | 1,350,000.00 | RETAINING WALL (SITE NO. 21) | LS | STRC | 11
0601672 | 585,000.00 | RETAINING WALL (SITE NO. 22) | LS | STRC | 11
0601673 | 767,000.00 | RETAINING WALL (SITE NO. 23) | LS | STRC | 11
0601674 | 300,000.00 | RETAINING WALL (SITE NO. 24) | LS | STRC | 11
0601675 | 753,000.00 | RETAINING WALL (SITE NO. 25) | LS | STRC | 11
0601676 | 2,039,035.50 | RETAINING WALL (SITE NO. 26) | LS | STRC | 11
0601677 | 1,413,665.00 | RETAINING WALL (SITE NO. 27) | LS | STRC | 11
0601678 | 3,609,412.50 | RETAINING WALL (SITE NO. 28) | LS | STRC | 11
0601679 | 10,606,525.00 | RETAINING WALL (SITE NO. 29) | LS | STRC | 11
0601680 | 2,883,703.00 | RETAINING WALL (SITE NO. 30) | LS | STRC | 11
0601681 | 2,426,102.00 | RETAINING WALL (SITE NO. 31) | LS | STRC | 11
0601682 | 1,202,253.00 | RETAINING WALL (SITE NO. 32) | LS | STRC | 11
0601683 | 2,344,733.00 | RETAINING WALL (SITE NO. 33) | LS | STRC | 11
0601684 | 1,441,416.00 | RETAINING WALL (SITE NO. 34) | LS | STRC | 11
0601685 | 1,248,522.00 | RETAINING WALL (SITE NO. 35) | LS | STRC | 11
0601686 | 2,053,515.00 | RETAINING WALL (SITE NO. 36) | LS | STRC | 11
0601687 | 2,252,972.00 | RETAINING WALL (SITE NO. 37) | LS | STRC | 11
0601688 |  | RETAINING WALL (SITE NO. 38) | LS | STRC | 11
0601689 |  | RETAINING WALL (SITE NO. 39) | LS | STRC | 11
0601690 |  | RETAINING WALL (SITE NO. 40) | LS | STRC | 11
0601691 |  | RETAINING WALL (SITE NO. 41) | LS | STRC | 11
0601692 |  | RETAINING WALL (SITE NO. 42) | LS | STRC | 11
0601693 |  | RETAINING WALL (SITE NO. 43) | LS | STRC | 11
0601694 |  | RETAINING WALL (SITE NO. 44) | LS | STRC | 11
0601695 |  | RETAINING WALL (SITE NO. 45) | LS | STRC | 11
0601696 |  | RETAINING WALL (SITE NO. 46) | LS | STRC | 11
0601697 |  | RETAINING WALL (SITE NO. 47) | LS | STRC | 11
0601698 |  | RETAINING WALL (SITE NO. 48) | LS | STRC | 11
0601699 |  | RETAINING WALL (SITE NO. 49) | LS | STRC | 11
0601700 | 21,318.70 | STAIN PROTECTION | LS | STRC | 11
0601730.81 |  | CLASS PCC03081 | c.f. | CONC | 11
0601733.40 | 1,197.15 | CLASS PCC03340 | c.y. | CONC | 11
0601733.42 | 1,200.00 | CLASS PCC03342 | c.y. | CONC | 11
0601733.60 | 400.00 | CLASS PCC03360 | c.y. | CONC | 11
0601740.81 |  | CLASS PCC04081 | c.f. | CONC | 11
0601744.60 | 2,066.04 | CLASS PCC04460 | c.y. | CONC | 11
0601744.62 | 3,775.55 | CLASS PCC04462 | c.y. | CONC | 11
0601750.81 |  | CLASS PCC05081 | c.f. | CONC | 11
0601755.60 | 143.00 | CLASS PCC05560 | c.y. | CONC | 11
0601755.62 | 3,468.00 | CLASS PCC05562 | c.y. | CONC | 11
0601760.80 |  | CLASS PCC06080 | c.y. | CONC | 11
0601785 |  | STAIN PROTECTION (SITE NO. 1) | LS | STRC | 11
0601786 |  | STAIN PROTECTION (SITE NO. 2) | LS | STRC | 11
0601787 |  | STAIN PROTECTION (SITE NO. 3) | LS | STRC | 11
0601788 |  | STAIN PROTECTION (SITE NO. 4) | LS | STRC | 11
0601789.10 |  | STAIN PROTECTION (SITE NO. 10) | LS | STRC | 11
0601789.15 |  | STAIN PROTECTION (SITE NO. 15) | LS | STRC | 11
0601886 | 9,000.00 | RESTORATION OF ORNAMENTAL HISTORIC CONCRETE | c.f. | TBD | 11
0601887 |  | COLOR-MATCHING OF CONCRETE | ea. | TBD | 11
0601888 |  | COLOR-MATCHED COATING FOR CONCRETE | s.f. | TBD | 11
0601890 | 50.00 | COLOR-MATCHED STAIN FOR CONCRETE | s.f. | TBD | 11
0601892 | 240.00 | COLOR-MATCHED CRACK SEALANT FOR CONCRETE | l.f. | TBD | 11
0601893 |  | VARIABLE DEPTH PATCH FOR HISTORIC CONCRETE BRIDGES | c.f. | TBD | 11
0601895 | 17.50 | REMOVAL OF GRAFFITI FROM HISTORIC CONCRETE | s.f. | TBD | 11
0601896 | 1.00 | GRAFFITI AND PIGMENTED PAINT REMOVAL (ESTIMATED COST) | est. | STRC | 11
0601897 | 43.72 | REMOVAL OF GRAFFITI | s.f. | TBD | 11
0601898 |  | ANTI-GRAFFITI COATING | s.y. | INCD | 11
0601900 |  | STRUCTURAL MONITORING SYSTEM | LS | INCD | 11
0601901 |  | DATA COLLECTION AND DELIVERY | mo. | INCD | 11
0601902 |  | LIVE LOAD TEST | ea. | INCD | 11
0601903 |  | CABLE PLUCKING TEST | ea. | INCD | 11
0601904 | 5,000.00 | STRUCTURAL MONITORING SYSTEM REMOVAL | LS | INCD | 11
0601918 | 30.00 | THIN POLYMER (EPOXY) OVERLAY | s.f. | STRC | 11
0601919 |  | POLYMER MORTAR TOPPING | s.f. | STRC | 11
0601923 | 10.28 | SAW CUTTING CONCRETE | l.f. | CONC | 11
0601925 |  | EXTERNALLY BONDED FRP COMPOSITE REINFORCEMENT SYSTEM | s.f. | STRC | 11
0601926 |  | EXTERNALLY BONDED FRP COMPOSITE REINFORCEMENT SYSTEM (CARBON FIBER) | s.f. | TBD | 11
0601927 |  | EXTERNALLY BONDED FRP COMPOSITE REINFORCEMENT SYSTEM (GLASS FIBER) | s.f. | TBD | 11
0601928 |  | SAW CUT CONCRETE COLUMN | ea. | TBD | 11
0601929 | 20,000.00 | TESTING AND ANALYSIS OF CONCRETE | ea. | TBD | 11
0601930 | 371.54 | SLIP-LINING GROUT | c.y. | DRAN | 11
0601948 | 180.00 | CRACK REPAIR | l.f. | STRC | 11
0601950 |  | EPOXY BONDING COMPOUND | gal | CONC | 11
0601954 | 150.06 | EPOXY INJECTION CRACK REPAIR | l.f. | CONC | 11
0601955 |  | FLEXIBLE RESIN INJECTION CRACK SEALING | l.f. | CONC | 11
0601960 |  | MODIFY EXISTING BASEMENT | LS | STRC | 11
0601961 |  | PROTECTIVE COATING FOR CONCRETE | s.f. | CONC | 11
0601962 |  | COLOR BLENDING SEALANT | s.f. | CONC | 11
0601963 |  | REPAIR CONCRETE PLATFORM | ea. | STRC | 11
0601964 |  | REPLACE CONCOURSE CANTILEVER SLAB | LS | STRC | 11
0601965 | 7,000.00 | CONCRETE INVERT | c.y. | CONC | 11
0601966 |  | RECONSTRUCT BASEMENT | LS | STRC | 11
0601967 |  | CONCRETE LANDING REPAIR AND RESURFACING | LS | STRC | 11
0601968 |  | BOX CULVERT STRUCTURE OVER SANITARY SEWER | l.f. | STRC | 11
0601969 |  | COLD WEATHER PLAN | LS | STRC | 11
0601970 |  | RAILROAD PLATFORM RESURFACING | s.y. | STRC | 11
0601971 |  | PRECAST CONCRETE THREE SIDED RIGID FRAME | l.f. | STRC | 11
0601973 |  | CAST IN PLACE PIER SEGMENT - EXTERIOR UNIT | ea. | CONC | 11
0601974 |  | CAST IN PLACE PIER SEGMENT - INTERIOR UNIT | ea. | CONC | 11
0601975 |  | CAST IN PLACE ABUTMENT SEGMENT - EXTERIOR UNIT | ea. | CONC | 11
0601976 |  | CAST IN PLACE ABUTMENT SEGMENT - INTERIOR UNIT | ea. | CONC | 11
0601980 |  | PRECAST CONCRETE PLATFORM - TYPE 1(10' WIDE) | l.f. | TBD | 11
0601981 |  | PRECAST CONCRETE PLATFORM - TYPE 2 (8' WIDE) | l.f. | TBD | 11
0601982 |  | ABUTMENT PROTECTION | ea. | STRC | 11
0601983 |  | PIER PROTECTION | ea. | STRC | 11
0601984 |  | 13' X 6'6" PRECAST CONCRETE BOX CULVERT | l.f. | STRC | 11
0601985 |  | TESTING AND ANALYSIS OF CONCRETE (SITE NO. 1) | ea. | CONC | 11
0601986 |  | TESTING AND ANALYSIS OF CONCRETE (SITE NO. 2) | ea. | CONC | 11
0601987 |  | TESTING AND ANALYSIS OF CONCRETE (SITE NO. 3) | ea. | CONC | 11
0601988 | 25,000.00 | TESTING AND ANALYSIS OF HISTORIC CONCRETE | ea. | CONC | 11
0601989 |  | PRECAST CONCRETE ARCH | l.f. | STRC | 11
0601990 |  | ORNAMENTAL CAST-IN-PLACE CONCRETE (SITE NO. 1) | c.y. | STRC | 11
0601991 |  | ORNAMENTAL CAST-IN-PLACE CONCRETE (SITE NO. 2) | c.y. | STRC | 11
0601992 |  | ORNAMENTAL CAST-IN-PLACE CONCRETE (SITE NO. 3) | c.y. | STRC | 11
0601993 |  | PRECAST CONCRETE DECK | LS | STRC | 11
0601994 | 1,000.00 | PRECAST CONCRETE BLOCK | ea. | STRC | 11
0601995 | 5,000.00 | CONCRETE FILLED BAGS | c.y. | STRC | 11
0601996 |  | CLASS "C" CONCRETE - INVERT | c.y. | CONC | 11
0601997 |  | REMOVE AND REPLACE CONCRETE BOX CULVERT | LS | STRC | 11
0601999 |  | EXODERMIC DECK | s.f. | STRC | 11
0601999.01 | 225.00 | PRECAST EXODERMIC BRIDGE DECK SYSTEM | s.f. | STRC | 11
0601999.02 | 265.00 | CAST - IN - PLACE EXODERMIC BRIDGE DECK SYSTEM | s.f. | STRC | 11
0602000 | 3.53 | DEFORMED STEEL BARS | lb. | STRS | 11
0602006 |  | DEFORMED STEEL BARS - EPOXY COATED | lb. | STRS | 11
0602007 | 5.20 | VARIABLE QUANTITY DEFORMED STEEL BARS | lb. | STRS | 11
0602012 |  | SPLICING DEFORMED BARS (COUPLERS) | ea. | STRS | 11
0602020 |  | GALVANIZED DOWEL | ea. | TBD | 11
0602030 | 2.49 | DEFORMED STEEL BARS - GALVANIZED | lb. | STRS | 11
0602031 |  | DEFORMED STEEL BARS - WELDABLE | lb. | STRS | 11
0602032 |  | DEFORMED STEEL BARS - HIGH STRENGTH | lb. | STRS | 11
0602035 |  | DEFORMED STEEL BARS - HDG | lb. | STRS | 11
0602036 | 2.35 | DEFORMED STEEL BARS - CGR | lb. | STRS | 11
0602040 | 3.60 | FIBER REINFORCED POLYMER REINFORCING BARS | lb. | STRC | 11
0602052 |  | WELDED WIRE FABRIC - EPOXY COATED | s.y. | STRS | 11
0602053 | 40.00 | WELDED WIRE FABRIC | lb. | STRS | 11
0602054 | 19.89 | WELDED WIRE FABRIC - GALVANIZED | s.y. | STRS | 11
0602060 |  | ROADWAY WEATHER INFORMATION SYSTEM (SITE NO.1) | LS | ELEC | 11
0602071 |  | STRUCTURAL MONITORING SYSTEM (SITE NO. 10) | LS | STRS | 11
0602105 |  | MECHANICAL ANCHORING OF BRIDGE SLAB | ea. | STRS | 11
0602865 | 59.51 | #5 MECHANICAL COUPLERS | ea. | STRS | 11
0602866 |  | #36 MECHANICAL ANCHORAGE | ea. | STRS | 11
0602867 | 83.84 | #6 MECHANICAL COUPLERS | ea. | STRS | 11
0602868 | 85.39 | #22 MECHANICAL COUPLERS | ea. | STRS | 11
0602869 | 109.00 | #8 MECHANICAL COUPLERS | ea. | STRS | 11
0602870 | 99.19 | #9 MECHANICAL COUPLERS | ea. | STRS | 11
0602871 |  | #10 MECHANICAL COUPLERS | ea. | STRS | 11
0602873 |  | #14 MECHANICAL COUPLERS | ea. | STRS | 11
0602883 |  | #25 DOWEL BAR SPLICER SYSTEM - EPOXY COATED | ea. | STRS | 11
0602884 |  | #4 DOWEL BAR SPLICER SYSTEM - EPOXY COATED | ea. | STRS | 11
0602885 |  | #16 DOWEL BAR SPLICER SYSTEM - EPOXY COATED | ea. | STRS | 11
0602886 |  | #19 DOWEL BAR SPLICER SYSTEM - EPOXY COATED | ea. | STRS | 11
0602887 |  | DOWEL SPLICER SYSTEM (DOWEL-IN ONLY) EPOXY COATED | ea. | STRS | 11
0602888 |  | DOWEL BAR SPLICER SYSTEM STAINLESS STEEL | ea. | STRS | 11
0602889 | 99.67 | DOWEL BAR SPLICER SYSTEM GALVANIZED | ea. | STRS | 11
0602890 | 91.00 | DOWEL BAR SPLICER SYSTEM | ea. | STRS | 11
0602891 |  | DOWEL BAR SPLICER SYSTEM - EPOXY COATED | ea. | STRS | 11
0602892 |  | 20" X 1-3/8" PLAIN STAINLESS-STEEL DOWELS | ea. | STRS | 11
0602901 |  | DRILLING HOLES AND GROUTING DOWELS | l.f. | STRC | 11
0602903 | 1,498.92 | DRILLING HOLES | ea. | STRC | 11
0602910 | 98.92 | DRILLING HOLES AND GROUTING DOWELS | ea. | STRC | 11
0602911 | 250.00 | DRILLING HOLES AND GROUTING ANCHOR BOLTS | ea. | STRC | 11
0602912 | 64.01 | DRILLING HOLES AND BONDING DOWELS | ea. | STRC | 11
0602922 | 365.00 | RIVET REMOVAL | ea. | STRS | 11
0602936 |  | DRILLING AND GROUTING REINFORCING BARS | l.f. | STRC | 11
0602937 |  | DRILLING AND GROUTING ANCHOR BOLTS | l.f. | STRC | 11
0602953 |  | DRILLED ROCK ANCHORS | l.f. | STRS | 11
0602958 |  | TEMPORARY DRILLED ROCK ANCORS | l.f. | STRC | 11
0602965 | 200.00 | DRILLING HOLES AND GROUTING REINFORCING BARS | ea. | STRC | 11
0602966 |  | TEMPORARY ROCK REINFORCEMENT | ea. | STRC | 11
0602970 |  | LOAD TESTING GROUTED REINFORCEMENT | ea. | STRC | 11
0602971 | 29,317.50 | DEBRIS SHIELD | LS | STRS | 11
0602972 | 130.00 | BOLT AND RIVET REPLACEMENT | ea. | STRS | 11
0602973 | 302.16 | BOLT REPLACEMENT | ea. | STRS | 11
0602974 |  | DEBRIS SHIELD (SITE NO. 3) | LS | STRC | 11
0602975 | 20,000.00 | PIN NUT REPLACEMENT (SPANS 5-7) | ea. | STRS | 11
0602980 | 11.61 | CLEAN AND COAT EXPOSED REINFORCING STEEL | l.f. | TBD | 11
0602999.01 |  | PRECAST EXODERMIC BRIDGE DECK SYSTEM | s.f. | STRC | 11
0603026 |  | DISPOSAL OF DEBRIS (HAZARDOUS) | bbl | RMVL | 11
0603027 |  | DISPOSAL OF DEBRIS (HAZARDOUS) | est. | RMVL | 11
0603028 |  | CONTAINMENT AND OIL ABSORBENT BOOMS | LS | RMVL | 11
0603031 |  | SPLICING STEEL PLATE GIRDERS (SITE NO. 1) | ea. | STRS | 11
0603032 |  | SPLICING STEEL PLATE GIRDERS (SITE NO. 2) | ea. | STRS | 11
0603033 |  | SPLICING STEEL PLATE GIRDERS (SITE NO. 3) | ea. | STRS | 11
0603034 |  | SPLICING STEEL PLATE GIRDERS (SITE NO. 4) | ea. | STRS | 11
0603049 | 850.00 | TACK WELD REPAIRS (SPANS 5-7) | ea. | STRS | 11
0603050 | 639.02 | REPAIR DEFECTIVE WELDS | l.f. | STRS | 11
0603051 | 216.23 | CUTTING AND GRINDING EXISTING STEEL | l.f. | STRS | 11
0603051.01 | 12,300.00 | CUTTING AND GRINDING EXISTING STEEL | ea. | STRS | 11
0603052 |  | REINFORCING OF STRINGERS | LS | STRS | 11
0603053 | 2,545.00 | REPAIR GOUGED EXISTING STEEL | ea. | STRS | 11
0603055 |  | TRANSVERSE STIFFENER STRENGTHENING | cwt. | STRS | 11
0603061 | 5,245,904.27 | STRUCTURAL STEEL (SITE NO. 1) | LS | STRS | 11
0603062 | 4,899,872.17 | STRUCTURAL STEEL (SITE NO. 2) | LS | STRS | 11
0603063 | 1,052,559.50 | STRUCTURAL STEEL (SITE NO. 3) | LS | STRS | 11
0603064 | 28,073,298.00 | STRUCTURAL STEEL (SITE NO. 4) | LS | STRS | 11
0603065 | 658,925.00 | STRUCTURAL STEEL (SITE NO. 5) | LS | STRS | 11
0603066.01 | 75.00 | HANGER RETROFIT (SPAN 1) | lb. | STRS | 11
0603066.05 | 95,000.00 | HANGER RETROFIT (SPANS 5-7) | ea. | STRS | 11
0603067.01 | 26.00 | DIAGONAL RETROFIT (SPAN 1) | lb. | STRS | 11
0603068.01 |  | GUSSET PLATE RETROFIT (SPAN 1) | lb. | STRS | 11
0603068.04 |  | GUSSET PLATE RETROFIT (SPAN 4) | lb. | STRS | 11
0603069.04 | 130.00 | LATERAL BRACING CONNECTION PLATE REPLACEMENT (SPANS 3 AND 4) | lb. | STRS | 11
0603070.05 | 90,000.00 | ADJUSTABLE UPPER DIAGONAL RETROFIT (SPANS 5-7) | ea. | STRS | 11
0603071.05 | 60,000.00 | ADJUSTABLE LOWER DIAGONAL RETROFIT (SPANS 5-7) | ea. | STRS | 11
0603072.05 |  | ADJUSTABLE LOW CHORD RETROFIT (SPANS 5-7) | ea. | STRS | 11
0603073.01 | 50.00 | STRINGER WEB PLATE RETROFIT (SPAN 1) | lb. | STRS | 11
0603073.02 | 30.00 | STRINGER BOTTOM FLANGE RETROFIT (SPANS 3 and 4) | lb. | STRS | 11
0603073.03 | 30.00 | STRINGER BOTTOM FLANGE RETROFIT (SPANS 5-7) | lb. | STRS | 11
0603076 |  | TRUSS BRIDGE SUPERSTRUCTURE | LS | STRS | 11
0603080 | 89.62 | STRUCTURAL STEEL REPAIRS | lb. | STRS | 11
0603081 | 5,200.00 | STRUCTURAL STEEL REPAIRS (SITE NO. 1) | cwt. | STRS | 11
0603082 | 4,701.45 | STRUCTURAL STEEL REPAIRS (SITE NO. 2) | cwt. | STRS | 11
0603083 | 1,917.32 | STRUCTURAL STEEL REPAIRS (SITE NO. 3) | cwt. | STRS | 11
0603084 |  | STRUCTURAL STEEL REPAIRS (SITE NO. 4) | cwt. | STRS | 11
0603085 | 3,641.35 | STRUCTURAL STEEL REPAIRS (SITE NO. 5) | cwt. | STRS | 11
0603086 |  | STRUCTURAL STEEL REPAIRS (SITE NO. 6) | cwt. | STRS | 11
0603090 | 2,673.63 | STRUCTURAL STEEL REPAIRS (SITE NO. 6) | cwt. | STRS | 11
0603091 | 2,500.00 | STRUCTURAL STEEL REPAIRS (SITE NO. 7) | cwt. | STRS | 11
0603092 |  | STRUCTURAL STEEL REPAIRS (SITE NO. 8) | cwt. | STRS | 11
0603093 | 1,793.74 | STRUCTURAL STEEL REPAIRS (SITE NO. 9) | cwt. | STRS | 11
0603094 |  | STRUCTURAL STEEL REPAIRS (SITE NO. 10) | cwt. | STRS | 11
0603095 |  | REPLACE STEEL NOSE ANGLES | ea. | STRS | 11
0603098 | 1,810.59 | STRUCTURAL STEEL REPAIRS (SITE NO. 12) | cwt. | STRS | 11
0603099 |  | STRUCTURAL STEEL REPAIRS (SITE NO. 11) | cwt. | STRS | 11
0603099.11 |  | STRUCTURAL STEEL REPAIRS (SITE NO. 11) | LS | STRS | 11
0603101.15 | 24,000.00 | STRUCTURAL STEEL REPAIRS (SITE NO. 15) | cwt. | STRS | 11
0603101.17 |  | STRUCTURAL STEEL REPAIRS (SITE NO. 17) | cwt. | STRS | 11
0603101.18 | 12,500.00 | STRUCTURAL STEEL REPAIRS (SITE NO. 18) | cwt. | STRS | 11
0603101.19 | 12,500.00 | STRUCTURAL STEEL REPAIRS (SITE NO. 19) | cwt. | STRS | 11
0603102 |  | ABRASIVE BLAST CLEANING AND FIELD PAINTING OF STRUCTURE (SITE NO.12) | LS | PANT | 11
0603106 |  | ABRASIVE BLAST CLEANING AND FIELD PAINTING OF STRUCTURE (SITE NO.16) | LS | TBD | 11
0603107 |  | ABRASIVE BLAST CLEANING AND FIELD PAINTING OF STRUCTURE (SITE NO.17) | LS | TBD | 11
0603111.01 |  | TEMPORARY BRIDGE (SITE NO. 1) | LS | STRS | 11
0603111.02 |  | TEMPORARY BRIDGE (SITE NO. 2) | LS | STRS | 11
0603111.11 |  | TEMPORARY BRIDGE (SITE NO. 11) | LS | STRS | 11
0603111.12 |  | TEMPORARY BRIDGE (SITE NO. 12) | LS | STRS | 11
0603111.13 |  | TEMPORARY BRIDGE (SITE NO. 13) | LS | STRS | 11
0603112 |  | TEMPORARY BRIDGE (UTILITY) | LS | STRS | 11
0603120 |  | REFINISH STEEL PARAPET JOINT PLATE | ea. | TBD | 11
0603121.01 |  | BOLTED STEEL REPAIR (SITE NO. 01) | lb. | STRS | 11
0603121.02 |  | BOLTED STEEL REPAIR (SITE NO. 02) | lb. | STRS | 11
0603121.03 |  | BOLTED STEEL REPAIR (SITE NO. 03) | lb. | STRS | 11
0603121.04 |  | BOLTED STEEL REPAIR (SITE NO. 4) | lb. | STRS | 11
0603121.05 |  | BOLTED STEEL REPAIR (SITE NO. 05) | lb. | STRS | 11
0603121.06 |  | BOLTED STEEL REPAIR (SITE NO. 06) | lb. | STRS | 11
0603121.07 |  | BOLTED STEEL REPAIR (SITE NO. 07) | lb. | STRS | 11
0603121.08 |  | BOLTED STEEL REPAIR (SITE NO. 08) | lb. | STRS | 11
0603121.09 |  | BOLTED STEEL REPAIR (SITE NO. 09) | lb. | STRS | 11
0603121.10 |  | BOLTED STEEL REPAIR (SITE NO. 10) | lb. | STRS | 11
0603122.01 |  | WELDED STEEL REPAIR (SITE NO. 01) | lb. | STRS | 11
0603122.02 |  | WELDED STEEL REPAIR (SITE NO. 02) | lb. | STRS | 11
0603122.03 |  | WELDED STEEL REPAIR (SITE NO. 03) | lb. | STRS | 11
0603122.04 |  | WELDED STEEL REPAIR (SITE NO. 04) | lb. | STRS | 11
0603122.05 |  | WELDED STEEL REPAIR (SITE NO. 05) | lb. | STRS | 11
0603122.06 |  | WELDED STEEL REPAIR (SITE NO. 06) | lb. | STRS | 11
0603122.07 |  | WELDED STEEL REPAIR (SITE NO. 07) | lb. | STRS | 11
0603122.08 |  | WELDED STEEL REPAIR (SITE NO. 08) | lb. | STRS | 11
0603122.09 |  | WELDED STEEL REPAIR (SITE NO. 09) | lb. | STRS | 11
0603122.10 |  | WELDED STEEL REPAIR (SITE NO. 10) | lb. | STRS | 11
0603123 |  | DRILL STOP HOLE | ea. | TBD | 11
0603124.01 |  | INSTALL SEISMIC RETROFIT (SITE NO. 01) | LS | STRS | 11
0603124.02 |  | INSTALL SEISMIC RETROFIT (SITE NO. 02) | LS | STRS | 11
0603131 | 253,776.67 | CLASS 1 CONTAINMENT AND COLLECTION OF SURFACE PREPARATION DEBRIS (SITE NO. 17) | LS | PANT | 11
0603132 | 467,587.50 | CLASS 1 CONTAINMENT AND COLLECTION OF SURFACE PREPARATION DEBRIS (SITE NO. 18) | LS | PANT | 11
0603133 |  | FIELD MACHINING - MOBILIZATION | LS | MOBI | 11
0603134 |  | FIELD MACHINING - EACH BORE | ea. | STRS | 11
0603135 | 1,000,000.00 | VEHICLE BARRIER GATE MACHINERY | LS | INCD | 11
0603136 | 245,400.00 | CLASS 1 CONTAINMENT AND COLLECTION OF SURFACE PREPARATION DEBRIS (SITE NO. 19) | LS | PANT | 11
0603137 |  | CLASS 1 CONTAINMENT AND COLLECTION OF SURFACE PREPARATION DEBRIS (SITE NO. 20) | LS | PANT | 11
0603138 | 165,000.00 | BRIDGE TRAFFIC WARNING GATE | ea. | INCD | 11
0603139 | 265,000.00 | BRIDGE TRAFFIC BARRIER GATE | ea. | TBD | 11
0603142 |  | FIELD TOUCH-UP PAINTING | s.f. | PANT | 11
0603147 |  | ABRASIVE BLAST CLEANING AND FIELD PAINTING OF STRUCTURE | LS | PANT | 11
0603161 | 1.00 | FIELD DIRECTED STEEL REPAIRS (ESTIMATED COST) | est. | ASPH | 11
0603169 | 1,143.90 | PROGRESS PHOTOGRAPHS | ea. | INCD | 11
0603170 |  | VIDEO DOCUMENTATION (SITE NO. 1) | LS | INCD | 11
0603200 |  | ACCESS MANHOLE AND COVER (MEDIAN CAP) | ea. | STRS | 11
0603203 |  | ACCESS HATCH | ea. | STRS | 11
0603204 |  | FLOOD-RESISTANT DOOR | ea. | STRS | 11
0603205 |  | VENTS AND LOUVERS | ea. | STRS | 11
0603217 | 17,500.00 | STRUCTURAL STEEL (SITE NO. 18) | LS | STRS | 11
0603218 |  | STRUCTURAL STEEL (SITE NO. 21) | LS | STRS | 11
0603219 |  | STRUCTURAL STEEL (SITE NO. 23) | LS | STRS | 11
0603220 |  | STRUCTURAL STEEL (SITE NO. 24) | LS | STRS | 11
0603221 |  | REMOVAL OF TEMPORARY DIAPHRAM | ea. | STRC | 11
0603222 | 1,162.26 | DISPOSAL OF LEAD DEBRIS FROM ABRASIVE BLAST CLEANING | ton | PANT | 11
0603223 | 426.83 | DISPOSAL OF CONNECTICUT REGULATED WASTE LEAD DEBRIS FROM ABRASIVE BLAST CLEANING | ton | PANT | 11
0603233 | 6,166.67 | GALVANIZING STRUCTURAL STEEL (SITE NO. 1) | LS | STRS | 11
0603235 |  | COUNTERWEIGHT TRUNNION BEARINGS | LS | STRS | 11
0603236 |  | SUSPENDER CABLE SEPARATOR | ea. | TBD | 11
0603237 |  | PACK RUST REMOVAL | s.f. | PANT | 11
0603238 | 123,947.37 | ACCESS LADDER | ea. | TBD | 11
0603239 |  | GALVANIZING STRUCTURAL STEEL (SITE NO. 2) | LS | STRC | 11
0603242 |  | GALVANIZING STRUCTURAL STEEL (SITE NO. 5) | LS | STRC | 11
0603244 | 1,050.00 | FIBERGLASS GRATING | s.f. | STRS | 11
0603248 | 305,791.83 | CLASS 1 CONTAINMENT AND COLLECTION OF SURFACE PREPARATION DEBRIS (SITE NO. 9) | LS | PANT | 11
0603249 | 422,695.57 | CLASS 1 CONTAINMENT AND COLLECTION OF SURFACE PREPARATION DEBRIS (SITE NO. 10) | LS | PANT | 11
0603254 |  | DISPOSAL OF LEAD DEBRIS | bbl | PANT | 11
0603255 | 195.00 | LOCALIZED PAINT REMOVAL | s.f. | PANT | 11
0603257 |  | STRUCTURAL STEEL (SITE NO.19) | LS | STRS | 11
0603258 |  | STRUCTURAL STEEL (SITE NO.20) | LS | STRS | 11
0603270 |  | ORTHOTROPIC STEEL DECK | s.f. | STRS | 11
0603274.03 | 150.00 | FLOORBEAM BOTTOM FLANGE RETROFIT (SPANS 3 AND 4) | lb. | STRS | 11
0603274.04 | 70.00 | FLOORBEAM BOTTOM FLANGE RETROFIT (SPANS 5 - 7) | lb. | STRS | 11
0603275 |  | MODIFICATION TO EXISTING FLOORBEAMS | ea. | STRS | 11
0603276 |  | FURNISH AND INSTALL POST-TENSION SYSTEMS | LS | STRS | 11
0603276.01 |  | FURNISH AND INSTALL POST-TENSION SYSTEMS (SITE NO. 1) | LS | STRS | 11
0603276.02 |  | FURNISH AND INSTALL POST-TENSION SYSTEMS (SITE NO. 2) | LS | STRS | 11
0603276.03 |  | FURNISH AND INSTALL POST-TENSION SYSTEMS (SITE NO. 3) | LS | STRS | 11
0603293 |  | TEMPORARY SLAB SUPPORT | ea. | STRS | 11
0603306 | 1,696,419.00 | ABRASIVE BLAST CLEANING AND FIELD METALLIZING OF STRUCTURE (SITE NO. 1) | LS | PANT | 11
0603307 | 503,336.00 | ABRASIVE BLAST CLEANING AND FIELD METALLIZING OF STRUCTURE (SITE NO. 2) | LS | PANT | 11
0603308 | 1,107,155.20 | ABRASIVE BLAST CLEANING AND FIELD METALLIZING OF STRUCTURE (SITE NO. 3) | LS | PANT | 11
0603309 | 510,644.80 | ABRASIVE BLAST CLEANING AND FIELD METALLIZING OF STRUCTURE (SITE NO. 4) | LS | PANT | 11
0603310.05 | 593,862.40 | ABRASIVE BLAST CLEANING AND FIELD METALLIZING OF STRUCTURE (SITE NO. 05) | LS | PANT | 11
0603310.06 | 534,929.00 | ABRASIVE BLAST CLEANING AND FIELD METALLIZING OF STRUCTURE (SITE NO. 06) | LS | PANT | 11
0603310.07 | 367,706.00 | ABRASIVE BLAST CLEANING AND FIELD METALLIZING OF STRUCTURE (SITE NO. 07) | LS | PANT | 11
0603310.08 | 629,025.60 | ABRASIVE BLAST CLEANING AND FIELD METALLIZING OF STRUCTURE (SITE NO. 08) | LS | PANT | 11
0603310.09 | 355,418.40 | ABRASIVE BLAST CLEANING AND FIELD METALLIZING OF STRUCTURE (SITE NO. 09) | LS | PANT | 11
0603310.10 | 701,012.80 | ABRASIVE BLAST CLEANING AND FIELD METALLIZING OF STRUCTURE (SITE NO. 10) | LS | PANT | 11
0603310.11 | 447,619.20 | ABRASIVE BLAST CLEANING AND FIELD METALLIZING OF STRUCTURE (SITE NO. 11) | LS | PANT | 11
0603310.12 | 463,000.00 | ABRASIVE BLAST CLEANING AND FIELD METALLIZING OF STRUCTURE (SITE NO. 12) | LS | PANT | 11
0603310.13 | 1,528,333.33 | ABRASIVE BLAST CLEANING AND FIELD METALLIZING OF STRUCTURE (SITE NO. 13) | LS | PANT | 11
0603310.14 | 581,666.67 | ABRASIVE BLAST CLEANING AND FIELD METALLIZING OF STRUCTURE (SITE NO. 14) | LS | PANT | 11
0603310.15 | 487,500.00 | ABRASIVE BLAST CLEANING AND FIELD METALLIZING OF STRUCTURE (SITE NO. 15) | LS | PANT | 11
0603310.16 | 436,666.67 | ABRASIVE BLAST CLEANING AND FIELD METALLIZING OF STRUCTURE (SITE NO. 16) | LS | PANT | 11
0603310.17 | 400,666.67 | ABRASIVE BLAST CLEANING AND FIELD METALLIZING OF STRUCTURE (SITE NO. 17) | LS | PANT | 11
0603310.18 | 1,178,000.00 | ABRASIVE BLAST CLEANING AND FIELD METALLIZING OF STRUCTURE (SITE NO. 18) | LS | PANT | 11
0603310.19 | 608,333.33 | ABRASIVE BLAST CLEANING AND FIELD METALLIZING OF STRUCTURE (SITE NO. 19) | LS | PANT | 11
0603312 |  | TEMPORARY SUPPORT SYSTEM (PIER 2) | LS | STRS | 11
0603313 |  | TEMPORARY SUPPORT SYSTEM (PIER 3) | LS | STRS | 11
0603314 |  | TEMPORARY SUPPORT SYSTEM (PIER 4) | LS | STRS | 11
0603315 |  | TEMPORARY SUPPORT SYSTEM (PIER 5) | LS | STRS | 11
0603316 |  | TEMPORARY SUPPORT SYSTEM (PIER 15) | LS | STRS | 11
0603318 |  | TEMPORARY SUPPORT SYSTEM (PIER 8) | LS | STRS | 11
0603319 |  | TEMPORARY SUPPORT SYSTEM (PIER 9) | LS | STRS | 11
0603320 |  | TEMPORARY SUPPORT SYSTEM (PIER 10) | LS | STRS | 11
0603321 |  | TEMPORARY SUPPORT SYSTEM (PIER 11) | LS | STRS | 11
0603322 |  | TEMPORARY SUPPORT SYSTEM (PIER 12) | LS | STRS | 11
0603325 | 407,383.50 | CLASS 1 CONTAINMENT AND COLLECTION OF SURFACE PREPARATION DEBRIS (SITE NO. 5) | LS | PANT | 11
0603326 |  | BRIDGE PLATE STORAGE RACK | LS | STRS | 11
0603348 |  | 5/8" 6 X 19 IWRC STEEL WIRE ROPE | l.f. | STRS | 11
0603352 | 3,000.00 | TEMPORARY SUPPORT ASSEMBLY | ea. | STRS | 11
0603354-02 |  | STRUCTURAL STEEL (SEGMENT 2) 2. METALLIZED - THE CONTRACTOR MUST BASE THE BID ON ONLY ONE ALTERNATE IN THE SET. | LS | STRS | 11
0603365 |  | FIBERGLASS PLANK WALKWAY | s.f. | STRS | 11
0603366 |  | WALKWAY MODIFICATIONS | LS | STRS | 11
0603367 | 2.00 | BALANCE BLOCKS | lb. | STRS | 11
0603369 | 325,000.00 | TRUNNION PURGING | LS | STRS | 11
0603379 | 12,000.00 | JACKING EXISTING STRINGERS | ea. | STRS | 11
0603381 |  | REPLACE EXISTING STRINGERS (SITE NO.1) | LS | STRS | 11
0603382 |  | REPLACE EXISTING STRINGERS (SITE NO.2) | LS | STRS | 11
0603383 |  | REPLACE EXISTING STRINGERS (SITE NO.3) | LS | STRS | 11
0603384 |  | REPLACE EXISTING STRINGERS (SITE NO.4) | LS | STRS | 11
0603408 |  | STRUCTURAL STEEL (SITE NO. 22) | LS | STRS | 11
0603419 |  | ALUMINUM CAP PLATE | ea. | STRS | 11
0603423 |  | ANCHORAGE BOX | LS | STRS | 11
0603424 |  | MATERIALS FOR ANCHORAGE BOX (ESTIMATED COST) | est. | STRS | 11
0603425 |  | BRIDGE ACCESS LADDERS, PLATFORMS & DOORS (SITE N0. 1) | LS | STRS | 11
0603426 |  | BRIDGE ACCESS LADDERS, PLATFORMS & DOORS (SITE N0. 2) | LS | STRS | 11
0603427 |  | BRIDGE ACCESS LADDERS, PLATFORMS & DOORS (SITE N0. 3) | LS | STRS | 11
0603428 |  | FIBERGLASS HANDRAIL | LS | STRS | 11
0603429 |  | FIBERGLASS STAIR | LS | STRS | 11
0603431 | 1,785.00 | STEEL (MISCELLANEOUS) | cwt. | STRS | 11
0603432 | 161,428.57 | STRUCTURAL PIN ASSEMBLY (STAINLESS STEEL) | ea. | STRS | 11
0603433.01 | 52,000.00 | STRUCTURAL STEEL PIN ASSEMBLY (STAINLESS STEEL) (SITE NO. 01) | ea. | STRS | 11
0603433.02 | 47,000.00 | STRUCTURAL STEEL PIN ASSEMBLY (STAINLESS STEEL) (SITE NO. 02) | ea. | STRS | 11
0603445 |  | PAINTING FOR NEW STRUCTURAL STEEL (SITE NO. 1) | LS | PANT | 11
0603446 |  | PAINTING FOR NEW STRUCTURAL STEEL (SITE NO. 2) | LS | PANT | 11
0603447 |  | PAINTING FOR NEW STRUCTURAL STEEL (SITE NO. 3) | LS | PANT | 11
0603448 | 199,265.20 | CLASS 1 CONTAINMENT AND COLLECTION OF SURFACE PREPARATION DEBRIS (SITE NO. 7) | LS | PANT | 11
0603449 | 419,356.43 | CLASS 1 CONTAINMENT AND COLLECTION OF SURFACE PREPARATION DEBRIS (SITE NO. 8) | LS | PANT | 11
0603467 |  | TEMPORARY SLAB SUPPORT (SITE NO. 1) | LS | STRS | 11
0603468 |  | TEMPORARY SLAB SUPPORT (SITE NO. 2) | LS | STRS | 11
0603469 |  | TEMPORARY SLAB SUPPORT (SITE NO. 3) | LS | STRS | 11
0603470.01 |  | METALLIZING STRUCTURAL STEEL (SITE NO. 1) | LS | STRS | 11
0603470.02 |  | METALLIZING STRUCTURAL STEEL (SITE NO. 2) | LS | STRS | 11
0603470.03 | 100,000.00 | METALLIZING STRUCTURAL STEEL (SITE NO. 3) | LS | STRC | 11
0603470.04 | 15,500,000.00 | METALLIZING STRUCTURAL STEEL (SITE NO. 4) | LS | STRC | 11
0603470.05 |  | METALLIZING STRUCTURAL STEEL (SITE NO. 5) | LS | STRS | 11
0603470.06 | 62,190.00 | METALLIZING STRUCTURAL STEEL (SITE NO. 6) | LS | STRC | 11
0603470.07 | 22,790.00 | METALLIZING STRUCTURAL STEEL (SITE NO. 7) | LS | STRS | 11
0603470.08 | 74,955.00 | METALLIZING STRUCTURAL STEEL (SITE NO. 08) | LS | STRS | 11
0603470.09 | 26,712.00 | METALLIZING STRUCTURAL STEEL (SITE NO. 9) | LS | STRS | 11
0603470.10 | 50,000.00 | METALLIZING STRUCTURAL STEEL (SITE NO. 10) | LS | STRS | 11
0603470.11 |  | METALLIZING STRUCTURAL STEEL (SITE NO. 11) | LS | STRS | 11
0603473 | 440,005.00 | METALLIZING STRUCTURAL STEEL (SITE NO. 2) | LS | STRS | 11
0603474 | 791,417.56 | METALLIZING STRUCTURAL STEEL (SITE NO. 1) | LS | STRS | 11
0603475 | 954.00 | STRUCTURE STEEL SIGN SUPPORTS (PAINTED) | cwt. | STRS | 11
0603478 |  | MODIFY EXISTING STRUCTURAL STEEL (SITE NO.8) | LS | STRS | 11
0603479 | 94,950.00 | ABRASIVE BLAST CLEANING AND FIELD PAINTING OF BEAM ENDS (SITE NO. 1) | LS | STRS | 11
0603480 | 97,950.00 | ABRASIVE BLAST CLEANING AND FIELD PAINTING OF BEAM ENDS (SITE NO. 2) | LS | STRS | 11
0603481 | 51,500.00 | ABRASIVE BLAST CLEANING AND FIELD PAINTING OF BEAM ENDS (SITE NO. 3) | LS | STRS | 11
0603482 | 39,000.00 | ABRASIVE BLAST CLEANING AND FIELD PAINTING OF BEAM ENDS (SITE NO. 4) | LS | STRS | 11
0603483 | 51,500.00 | ABRASIVE BLAST CLEANING AND FIELD PAINTING OF BEAM ENDS (SITE NO. 5) | LS | STRS | 11
0603484 |  | ABRASIVE BLAST CLEANING AND FIELD PAINTING OF BEAM ENDS (SITE NO. 6) | LS | STRS | 11
0603485 |  | ABRASIVE BLAST CLEANING AND FIELD PAINTING OF BEAM ENDS (SITE NO. 7) | LS | STRS | 11
0603486 |  | ABRASIVE BLAST CLEANING AND FIELD PAINTING OF BEAM ENDS (SITE NO. 8) | LS | STRS | 11
0603487 |  | ABRASIVE BLAST CLEANING AND FIELD PAINTING OF BEAM ENDS (SITE NO. 9) | LS | STRS | 11
0603488 |  | ABRASIVE BLAST CLEANING AND FIELD PAINTING OF BEAM ENDS (SITE NO. 10) | LS | STRS | 11
0603489 |  | ABRASIVE BLAST CLEANING AND FIELD PAINTING OF BEAM ENDS (SITE NO. 11) | LS | STRS | 11
0603490 |  | ABRASIVE BLAST CLEANING AND FIELD PAINTING OF BEAM ENDS (SITE NO. 12) | LS | STRS | 11
0603491 |  | ABRASIVE BLAST CLEANING AND FIELD PAINTING OF BEAM ENDS (SITE NO. 13) | LS | STRS | 11
0603492 |  | ABRASIVE BLAST CLEANING AND FIELD PAINTING OF BEAM ENDS (SITE NO. 14) | LS | STRS | 11
0603493 |  | ABRASIVE BLAST CLEANING AND FIELD PAINTING OF BEAM ENDS (SITE NO. 15) | LS | STRS | 11
0603507 |  | ABLATIVE LASER CLEANING OF BEAM ENDS (SITE NO. 7) | LS | STRS | 11
0603510 |  | STEEL GRID DECKING | s.f. | STRS | 11
0603512 | 130.91 | TEMPORARY DECK PLATE | l.f. | STRS | 11
0603514 |  | 5'' STEEL GRID DECKING | s.f. | STRS | 11
0603528 |  | 2'' STEEL GRID FOR BRIDGE SIDEWALK | s.f. | STRS | 11
0603531 |  | REPAIR DAMAGED GIRDER | LS | STRS | 11
0603537 |  | REPAIR DAMAGED BEAM | LS | STRS | 11
0603541 |  | TEMPORARY SLAB SUPPORT | LS | STRS | 11
0603546 |  | REMOVE AND REINSTALL GRATING | s.f. | STRS | 11
0603551 |  | MODIFY EXISTING STRUCTURAL STEEL - SITE NO. 1 | LS | STRS | 11
0603552 |  | MODIFY EXISTING STRUCTURAL STEEL - SITE NO. 2 | LS | STRS | 11
0603553 |  | MODIFY EXISTING STRUCTURAL STEEL - SITE NO. 3 | LS | STRS | 11
0603554 |  | MODIFY EXISTING STRUCTURAL STEEL - SITE NO. 4 | LS | STRS | 11
0603563 | 1,179,468.53 | CLASS 1 CONTAINMENT AND COLLECTION OF SURFACE PREPARATION DEBRIS (SITE NO. 1) | LS | PANT | 11
0603564 | 1,215,980.00 | CLASS 1 CONTAINMENT AND COLLECTION OF SURFACE PREPARATION DEBRIS (SITE NO. 2) | LS | PANT | 11
0603591 | 1,506.87 | STRUCTURAL STEEL - MISCELLANEOUS | cwt. | STRS | 11
0603601 |  | ACCESS MANHOLE AND COVER | ea. | STRS | 11
0603602 |  | DUCTILE IRON PIPE SUPPORTED ON BRIDGE | l.f. | STRS | 11
0603603 | 500.00 | STRUCTURAL STEEL - MISCELLANEOUS | LS | STRS | 11
0603609 | 1,527.00 | REPAIR EXISTING BEARING ANCHORAGE | ea. | STRS | 11
0603614 |  | BALANCE BASCULE LEAVES | LS | STRS | 11
0603623 | 2,850.00 | BEARING REPAIR | ea. | STRS | 11
0603629 |  | OPERATING MACHINERY - LONG-TERM STORAGE | mo. | INCD | 11
0603630 |  | OPERATING MACHINERY - HYDRAULIC CYLINDER REPAIRS | LS | INCD | 11
0603631 | 2,250,000.00 | OPERATING MACHINERY | LS | INCD | 11
0603632 | 390,666.67 | CLASS 1 CONTAINMENT AND COLLECTION OF SURFACE PREPARATION DEBRIS (SITE NO. 14) | LS | PANT | 11
0603633 | 319,947.80 | CLASS 1 CONTAINMENT AND COLLECTION OF SURFACE PREPARATION DEBRIS (SITE NO. 6) | LS | PANT | 11
0603651 | 195,000.00 | LIVE LOAD SHOE ADJUSTMENT | LS | STRS | 11
0603652 | 287,507.33 | CLASS 1 CONTAINMENT AND COLLECTION OF SURFACE PREPARATION DEBRIS (SITE NO. 11) | LS | PANT | 11
0603653 | 364,333.33 | CLASS 1 CONTAINMENT AND COLLECTION OF SURFACE PREPARATION DEBRIS (SITE NO. 12) | LS | PANT | 11
0603659 | 370.25 | REPLACE REMOVED OR MISSING RIVETS AND BOLTS WITH HIGH STRENGTH BOLTS | ea. | STRS | 11
0603661 |  | LOCALIZED PAINT REMOVAL AND FIELD PAINTING OF EXISTING STEEL (SITE NO. 1) | LS | PANT | 11
0603662 |  | LOCALIZED PAINT REMOVAL AND FIELD PAINTING OF EXISTING STEEL (SITE NO. 2) | LS | PANT | 11
0603663 |  | LOCALIZED PAINT REMOVAL AND FIELD PAINTING OF EXISTING STEEL (SITE NO. 3) | LS | PANT | 11
0603664 |  | LOCALIZED PAINT REMOVAL AND FIELD PAINTING OF EXISTING STEEL (SITE NO. 4) | LS | PANT | 11
0603665 |  | LOCALIZED PAINT REMOVAL AND FIELD PAINTING OF EXISTING STEEL (SITE NO. 5) | LS | PANT | 11
0603666 |  | LOCALIZED PAINT REMOVAL AND FIELD PAINTING OF EXISTING STEEL (SITE NO. 6) | LS | PANT | 11
0603667 |  | LOCALIZED PAINT REMOVAL AND FIELD PAINTING OF EXISTING STEEL (SITE NO. 7) | LS | PANT | 11
0603668 |  | LOCALIZED PAINT REMOVAL AND FIELD PAINTING OF EXISTING STEEL (SITE NO. 8) | LS | PANT | 11
0603669 |  | LOCALIZED PAINT REMOVAL AND FIELD PAINTING OF EXISTING STEEL (SITE NO. 9) | LS | PANT | 11
0603670 |  | LOCALIZED PAINT REMOVAL AND FIELD PAINTING OF EXISTING STEEL (SITE NO. 10) | LS | PANT | 11
0603671 |  | LOCALIZED PAINT REMOVAL AND FIELD PAINTING OF EXISTING STEEL (SITE NO. 11) | LS | PANT | 11
0603672 |  | LOCALIZED PAINT REMOVAL AND FIELD PAINTING OF EXISTING STEEL (SITE NO. 12) | LS | PANT | 11
0603673 |  | LOCALIZED PAINT REMOVAL AND FIELD PAINTING OF EXISTING STEEL (SITE NO. 13) | LS | PANT | 11
0603674 |  | LOCALIZED PAINT REMOVAL AND FIELD PAINTING OF EXISTING STEEL (SITE NO. 14) | LS | PANT | 11
0603675 |  | LOCALIZED PAINT REMOVAL AND FIELD PAINTING OF EXISTING STEEL (SITE NO. 15) | LS | PANT | 11
0603676 |  | LOCALIZED PAINT REMOVAL AND FIELD PAINTING OF EXISTING STEEL (SITE NO. 16) | LS | PANT | 11
0603677 |  | LOCALIZED PAINT REMOVAL AND FIELD PAINTING OF EXISTING STEEL (SITE NO. 17) | LS | PANT | 11
0603678 |  | LOCALIZED PAINT REMOVAL AND FIELD PAINTING OF EXISTING STEEL (SITE NO. 18) | LS | PANT | 11
0603679 |  | LOCALIZED PAINT REMOVAL AND FIELD PAINTING OF EXISTING STEEL (SITE NO. 19) | LS | PANT | 11
0603680 |  | LOCALIZED PAINT REMOVAL AND FIELD PAINTING OF EXISTING STEEL (SITE NO. 20) | LS | PANT | 11
0603681 |  | LOCALIZED PAINT REMOVAL AND FIELD PAINTING OF BEAM ENDS (SITE NO. 1) | LS | PANT | 11
0603682 |  | LOCALIZED PAINT REMOVAL AND FIELD PAINTING OF BEAM ENDS (SITE NO. 2) | LS | PANT | 11
0603683 |  | LOCALIZED PAINT REMOVAL AND FIELD PAINTING OF BEAM ENDS (SITE NO. 3) | LS | PANT | 11
0603684 |  | LOCALIZED PAINT REMOVAL AND FIELD PAINTING OF BEAM ENDS (SITE NO. 4) | LS | PANT | 11
0603685 |  | LOCALIZED PAINT REMOVAL AND FIELD PAINTING OF BEAM ENDS (SITE NO. 5) | LS | PANT | 11
0603686 |  | LOCALIZED PAINT REMOVAL AND FIELD PAINTING OF BEAM ENDS (SITE NO. 6) | LS | PANT | 11
0603687 |  | LOCALIZED PAINT REMOVAL AND FIELD PAINTING OF BEAM ENDS (SITE NO. 7) | LS | PANT | 11
0603688 |  | LOCALIZED PAINT REMOVAL AND FIELD PAINTING OF BEAM ENDS (SITE NO. 8) | LS | PANT | 11
0603689 |  | LOCALIZED PAINT REMOVAL AND FIELD PAINTING OF BEAM ENDS (SITE NO. 9) | LS | PANT | 11
0603690 |  | LOCALIZED PAINT REMOVAL AND FIELD PAINTING OF BEAM ENDS (SITE NO. 10) | LS | PANT | 11
0603691 |  | LOCALIZED PAINT REMOVAL AND FIELD PAINTING OF BEAM ENDS (SITE NO. 11) | LS | PANT | 11
0603692 |  | LOCALIZED PAINT REMOVAL AND FIELD PAINTING OF BEAM ENDS (SITE NO. 12) | LS | PANT | 11
0603693 |  | LOCALIZED PAINT REMOVAL AND FIELD PAINTING OF BEAM ENDS (SITE NO. 13) | LS | PANT | 11
0603694 |  | LOCALIZED PAINT REMOVAL AND FIELD PAINTING OF BEAM ENDS (SITE NO. 14) | LS | PANT | 11
0603695 |  | LOCALIZED PAINT REMOVAL AND FIELD PAINTING OF BEAM ENDS (SITE NO. 15) | LS | PANT | 11
0603711 | 1,400,000.00 | CLASS 1 CONTAINMENT AND COLLECTION OF SURFACE PREPARATION DEBRIS (SITE NO. 13) | LS | PANT | 11
0603712 | 400,000.00 | CLASS 1 CONTAINMENT AND COLLECTION OF SURFACE PREPARATION DEBRIS (SITE NO. 15) | LS | PANT | 11
0603713 | 265,833.33 | CLASS 1 CONTAINMENT AND COLLECTION OF SURFACE PREPARATION DEBRIS (SITE NO. 16) | LS | PANT | 11
0603714 | 567,092.00 | CLASS 1 CONTAINMENT AND COLLECTION OF SURFACE PREPARATION DEBRIS (SITE NO. 3) | LS | PANT | 11
0603715 | 440,762.29 | CLASS 1 CONTAINMENT AND COLLECTION OF SURFACE PREPARATION DEBRIS (SITE NO. 4) | LS | PANT | 11
0603716 |  | CLASS 3 - CONTAINMENT AND COLLECTION OF SURFACE PREPARATION DEBRIS (SITE #6) | LS | PANT | 11
0603717 |  | CLASS 3 - CONTAINMENT AND COLLECTION OF SURFACE PREPARATION DEBRIS (SITE NO. 13) | LS | TBD | 11
0603718 |  | CLASS 3 - CONTAINMENT AND COLLECTION OF SURFACE PREPARATION DEBRIS (SITE NO. 14) | LS | TBD | 11
0603719 |  | CLASS 3 - CONTAINMENT AND COLLECTION OF SURFACE PREPARATION DEBRIS (SITE NO. 15) | LS | TBD | 11
0603721 |  | CLASS 3 - CONTAINMENT AND COLLECTION OF SURFACE PREPARATION DEBRIS (SITE NO. 16) | LS | TBD | 11
0603724 |  | STEEL BRACKETS | ea. | STRS | 11
0603726 | 48.16 | EMBEDDED GALVANIC ANODES | ea. | STRS | 11
0603729 | 86.23 | LOCALIZED PAINT REMOVAL AND FIELD PAINTING OF EXISTING STEEL | s.f. | PANT | 11
0603729.01 | 110.00 | LOCALIZED PAINT REMOVAL AND FIELD PAINTING OF EXISTING STEEL (SPAN 1) | s.f. | PANT | 11
0603729.03 | 110.00 | LOCALIZED PAINT REMOVAL AND FIELD PAINTING OF EXISTING STEEL (SPANS 3 AND 4) | s.f. | PANT | 11
0603729.04 | 110.00 | LOCALIZED PAINT REMOVAL AND FIELD PAINTING OF EXISTING STEEL (SPANS 5-7) | s.f. | PANT | 11
0603730 |  | LOCALIZED COATING REMOVAL AND FIELD GALVANIZING OF EXISTING STEEL (COLD APPLIED) | s.f. | PANT | 11
0603736 |  | SPECIAL PAINTING TREATMENT | s.f. | PANT | 11
0603741 |  | CLASS 3 - CONTAINMENT AND COLLECTION OF SURFACE PREPARATION DEBRIS ( SITE #7 ) | LS | PANT | 11
0603742 |  | CLASS 3 - CONTAINMENT AND COLLECTION OF SURFACE PREPARATION DEBRIS ( SITE #8 ) | LS | PANT | 11
0603748 |  | SPECIAL PAINTING TREATMENT | LS | PANT | 11
0603755 |  | CLASS 3 - CONTAINMENT AND COLLECTION OF SURFACE PREPARATION DEBRIS ( SITE #9 ) | LS | PANT | 11
0603756 |  | CLASS 3 - CONTAINMENT AND COLLECTION OF SURFACE PREPARATION DEBRIS ( SITE #10 ) | LS | PANT | 11
0603757 |  | CLASS 3 - CONTAINMENT AND COLLECTION OF SURFACE PREPARATION DEBRIS ( SITE #11 ) | LS | PANT | 11
0603758 |  | CLASS 3 - CONTAINMENT AND COLLECTION OF SURFACE PREPARATION DEBRIS ( SITE #12 ) | LS | PANT | 11
0603761 |  | TEXTURED CONCRETE FINISH PAINT | s.f. | PANT | 11
0603767 |  | TEMPORARY STEEL BRIDGE BARRIER | l.f. | STRS | 11
0603768 |  | STRUCTURAL STEEL | lb. | STRS | 11
0603769 |  | BALANCE LINKS | LS | STRS | 11
0603779 | 32,000.00 | TEMPORARY SUPPORT SYSTEM NO.1 | LS | STRS | 11
0603780 | 11,900.00 | TEMPORARY SUPPORT SYSTEM NO.2 | LS | STRS | 11
0603801 | 1,021.74 | STRUCTURAL STEEL | cwt. | STRS | 11
0603802 | 505.00 | STRUCTURAL STEEL - SIGN SUPPORTS | cwt. | STRS | 11
0603805.01 |  | TEMPORARY SUPPORT SYSTEM (SITE NO. 1) | LS | STRS | 11
0603805.02 |  | TEMPORARY SUPPORT SYSTEM (SITE NO. 02) | LS | STRS | 11
0603805.03 |  | TEMPORARY SUPPORT SYSTEM (SITE NO. 03) | LS | STRS | 11
0603805.04 |  | TEMPORARY SUPPORT SYSTEM (SITE NO. 04) | LS | STRS | 11
0603805.05 |  | TEMPORARY SUPPORT SYSTEM (SITE NO. 5) | LS | STRS | 11
0603805.06 |  | TEMPORARY SUPPORT SYSTEM (SITE NO. 06) | LS | STRS | 11
0603805.07 |  | TEMPORARY SUPPORT SYSTEM (SITE NO. 07) | LS | STRS | 11
0603805.08 |  | TEMPORARY SUPPORT SYSTEM (SITE NO. 08) | LS | STRS | 11
0603805.09 | 487,730.00 | TEMPORARY SUPPORT SYSTEM (SITE NO. 09) | LS | STRS | 11
0603805.10 |  | TEMPORARY SUPPORT SYSTEM (SITE NO. 10) | LS | STRS | 11
0603805.11 | 94,789.00 | TEMPORARY SUPPORT SYSTEM (SITE NO. 11) | LS | STRS | 11
0603821 |  | CLASS 4 -CONTAINMENT AND COLLECTION OF SURFACE PREPARATION DEBRIS (SITE NO. 1) | LS | PANT | 11
0603822 |  | CLASS 4 -CONTAINMENT AND COLLECTION OF SURFACE PREPARATION DEBRIS (SITE NO. 2) | LS | PANT | 11
0603823 |  | CLASS 4 -CONTAINMENT AND COLLECTION OF SURFACE PREPARATION DEBRIS (SITE NO. 3) | LS | PANT | 11
0603824 |  | CLASS 4 -CONTAINMENT AND COLLECTION OF SURFACE PREPARATION DEBRIS (SITE NO. 4) | LS | PANT | 11
0603825 |  | CLASS 3 - CONTAINMENT AND COLLECTION OF SURFACE PREPARATION DEBRIS ( SITE #2 ) | LS | PANT | 11
0603827 |  | CLASS 3 - CONTAINMENT AND COLLECTION OF SURFACE PREPARATION DEBRIS (SITE #1) | LS | PANT | 11
0603830 |  | FIELD PAINTING OF STRUCTURE (SITE NO.1) | LS | PANT | 11
0603851 |  | STRUCTURAL STEEL (LOW ALLOY) | cwt. | STRS | 11
0603858 | 4,051.59 | REHABILITATION OF EXISTING STRUCTURAL STEEL | cwt. | STRS | 11
0603858.03 |  | REHABILITATION OF EXISTING STRUCTURAL STEEL (SITE NO. 3) | cwt. | STRS | 11
0603861 | 100,000.00 | TEMPORARY SUPPORT SYSTEM | LS | STRS | 11
0603870 | 120,000.00 | REMOVAL OF EXISTING STRUCTURAL STEEL | LS | STRS | 11
0603870.01 | 2,500,000.00 | REMOVAL OF EXISTING STRUCTURAL STEEL (SITE NO. 1) | LS | STRS | 11
0603870.02 | 16,400,000.00 | REMOVAL OF EXISTING STRUCTURAL STEEL (SITE NO. 2) | LS | STRS | 11
0603870.03 | 500,000.00 | REMOVAL OF EXISTING STRUCTURAL STEEL (SITE NO. 03) | LS | STRS | 11
0603870.04 |  | REMOVAL OF EXISTING STRUCTURAL STEEL (SITE NO. 4) | LS | STRS | 11
0603870.06 | 1,700,000.00 | REMOVAL OF EXISTING STRUCTURAL STEEL (SITE NO. 6) | LS | STRS | 11
0603870.15 |  | REMOVAL OF EXISTING STRUCTURAL STEEL (SITE NO. 15) | LS | STRS | 11
0603871 | 829.51 | REMOVAL OF EXISTING STRUCTURAL STEEL | cwt. | STRS | 11
0603872 |  | REMOVAL OF EXISTING FALSEWORK AND CRIBBING | LS | STRS | 11
0603873 |  | FIELD PAINTING OF STRUCTURE (SITE NO.23) | LS | PANT | 11
0603874 |  | FIELD PAINTING OF STRUCTURE (SITE NO.24) | LS | PANT | 11
0603875 |  | FIELD PAINTING OF STRUCTURE (SITE NO.25) | LS | PANT | 11
0603880 |  | FIELD PAINTING OF STRUCTURE (SITE NO.30) | LS | PANT | 11
0603889 |  | TEMPORARY SLAB SUPPORT | ea. | STRS | 11
0603893 |  | TEMPORARY SLAB SUPPORT | l.f. | STRS | 11
0603895 |  | ABRASIVE BLAST CLEANING AND FIELD PAINTING OF STRUCTURE (SITE NO.20) | LS | PANT | 11
0603900 | 139,476.01 | CATHODIC PROTECTION SYSTEM | LS | PANT | 11
0603906 | 2,516,521.25 | STRUCTURAL STEEL (SITE NO. 6) | LS | STRS | 11
0603907 | 199,541.50 | STRUCTURAL STEEL (SITE NO. 7) | LS | STRS | 11
0603908 | 387,653.33 | STRUCTURAL STEEL (SITE NO. 8) | LS | STRS | 11
0603909 | 106,855.00 | STRUCTURAL STEEL (SITE NO. 9) | LS | STRS | 11
0603912 |  | STRUCTURAL STEEL (SITE NO. 12) | LS | STRS | 11
0603913 |  | STRUCTURAL STEEL (SITE NO. 13) | LS | STRS | 11
0603914 |  | STRUCTURAL STEEL (SITE NO. 14) | LS | STRS | 11
0603915 |  | STRUCTURAL STEEL (SITE NO. 15) | LS | STRS | 11
0603916 |  | STRUCTURAL STEEL (SITE NO. 16) | LS | STRS | 11
0603917 |  | STRUCTURAL STEEL (SITE NO. 17) | LS | STRS | 11
0603920 |  | JACKING EXISTING MEMBERS | LS | STRS | 11
0603923 | 2,565,086.57 | ABRASIVE BLAST CLEANING AND FIELD PAINTING OF STRUCTURE (SITE NO.1) | LS | PANT | 11
0603924 |  | RECYCLABLE ENCAPSULATED ABRASIVE MEDIA CLEANING | s.f. | PANT | 11
0603925 | 8,729,921.67 | ABRASIVE BLAST CLEANING AND FIELD PAINTING OF STRUCTURE (SITE NO.2) | LS | PANT | 11
0603926 | 1,240,975.00 | ABRASIVE BLAST CLEANING AND FIELD PAINTING OF STRUCTURE (SITE NO.3) | LS | PANT | 11
0603927 | 1,500,000.00 | ABRASIVE BLAST CLEANING AND FIELD PAINTING OF STRUCTURE (SITE NO.4) | LS | PANT | 11
0603929 |  | CONTAINMENT AND COLLECTION OF SURFACE PREPARATION DEBRIS (SITE #2) | LS | PANT | 11
0603930 | 281,000.00 | STRUCTURAL STEEL (SITE NO. 10) | LS | STRS | 11
0603931 | 4,169,759.00 | STRUCTURAL STEEL (SITE NO. 11) | LS | STRS | 11
0603932 |  | CONTAINMENT AND COLLECTION OF SURFACE PREPARATION DEBRIS (SITE #3) | LS | PANT | 11
0603933 |  | CONTAINMENT AND COLLECTION OF SURFACE PREPARATION DEBRIS (SITE #4) | LS | PANT | 11
0603935 | 1,143,500.00 | ABRASIVE BLAST CLEANING AND FIELD PAINTING OF STRUCTURE (SITE NO. 5) | LS | PANT | 11
0603936 | 812,418.00 | ABRASIVE BLAST CLEANING AND FIELD PAINTING OF STRUCTURE (SITE NO. 6) | LS | PANT | 11
0603937 | 129,210.00 | ABRASIVE BLAST CLEANING AND FIELD PAINTING OF STRUCTURE (SITE NO. 7) | LS | PANT | 11
0603938 | 368,370.00 | ABRASIVE BLAST CLEANING AND FIELD PAINTING OF STRUCTURE (SITE NO. 8) | LS | PANT | 11
0603939 | 738,097.00 | ABRASIVE BLAST CLEANING AND FIELD PAINTING OF STRUCTURE (SITE NO. 9) | LS | PANT | 11
0603940 | 213,253.50 | ABRASIVE BLAST CLEANING AND FIELD PAINTING OF STRUCTURE (SITE NO.10) | LS | PANT | 11
0603941 | 371,750.00 | ABRASIVE BLAST CLEANING AND FIELD PAINTING OF STRUCTURE (SITE NO.11) | LS | PANT | 11
0603942 |  | ABRASIVE BLAST CLEANING AND FIELD PAINTING OF STRUCTURE (SITE NO.12) | LS | TBD | 11
0603943 |  | ABRASIVE BLAST CLEANING AND FIELD PAINTING OF STRUCTURE (SITE NO.13) | LS | TBD | 11
0603944 |  | ABRASIVE BLAST CLEANING AND FIELD PAINTING OF STRUCTURE (SITE NO.14) | LS | TBD | 11
0603945 | 800,000.00 | ABRASIVE BLAST CLEANING AND FIELD PAINTING OF STRUCTURE (SITE NO.15) | LS | TBD | 11
0603946 |  | CONTAINMENT, ABRASIVE BLAST CLEANING AND LOCALIZED PAINTING OF STEEL ELEMENTS | s.f. | PANT | 11
0603958 | 900,000.00 | INSPECTION PLATFORMS | LS | STRS | 11
0603959 |  | REMOVE AND REINSTALL INSPECTION PLATFORM | s.f. | STRS | 11
0603961 | 80.00 | ULTRASONIC IMPACT TREATMENT - TYPE 1 | ea. | STRS | 11
0603962 | 80.00 | ULTRASONIC IMPACT TREATMENT - TYPE 2 | ea. | STRS | 11
0603963 |  | ULTRASONIC IMPACT TREATMENT - TYPE 3 | ea. | STRS | 11
0603967 | 419.03 | PEENING COVER PLATE WELDS | ea. | STRS | 11
0603972 |  | BOLTED SPLICE | ea. | STRS | 11
0603973 | 386,000.00 | HRCSA CORROSION PROTECTION SYSTEM | LS | PANT | 11
0603974.01 | 9,535.00 | HRCSA CORROSION PROTECTION SYSTEM (SITE NO. 01) | LS | PANT | 11
0603974.02 | 10,727.00 | HRCSA CORROSION PROTECTION SYSTEM (SITE NO. 2) | LS | PANT | 11
0603974.03 |  | HRCSA CORROSION PROTECTION SYSTEM (SITE NO. 03) | LS | PANT | 11
0603974.04 |  | HRCSA CORROSION PROTECTION SYSTEM (SITE NO. 04) | LS | PANT | 11
0603974.05 |  | HRCSA CORROSION PROTECTION SYSTEM (SITE NO. 05) | LS | PANT | 11
0603974.06 | 25,031.00 | HRCSA CORROSION PROTECTION SYSTEM (SITE NO. 06) | LS | PANT | 11
0603974.07 | 9,535.00 | HRCSA CORROSION PROTECTION SYSTEM (SITE NO. 7) | LS | PANT | 11
0603974.08 | 22,842.50 | HRCSA CORROSION PROTECTION SYSTEM (SITE NO. 08) | LS | PANT | 11
0603974.09 | 19,071.00 | HRCSA CORROSION PROTECTION SYSTEM (SITE NO. 09) | LS | PANT | 11
0603974.10 | 21,268.50 | HRCSA CORROSION PROTECTION SYSTEM (SITE NO. 10) | LS | PANT | 11
0603974.11 | 25,850.00 | HRCSA CORROSION PROTECTION SYSTEM (SITE NO. 11) | LS | PANT | 11
0603974.12 |  | HRCSA CORROSION PROTECTION SYSTEM (SITE NO. 12) | LS | PANT | 11
0603974.14 |  | HRCSA CORROSION PROTECTION SYSTEM (SITE NO. 14) | LS | PANT | 11
0603974.15 |  | HRCSA CORROSION PROTECTION SYSTEM (SITE NO. 15) | LS | PANT | 11
0603974.16 |  | HRCSA CORROSION PROTECTION SYSTEM (SITE NO. 16) | LS | PANT | 11
0603990 |  | MATERIALS FOR STEEL TEMPORARY WORKS | est. | STRS | 11
0603991.01 |  | MATERIALS FOR STRUCTURAL STEEL (SITE NO. 1) | est. | STRS | 11
0603991.02 |  | MATERIALS FOR STRUCTURAL STEEL (SITE NO. 2) | est. | STRS | 11
0603991.03 |  | MATERIALS FOR STRUCTURAL STEEL (SITE NO. 3) | est. | STRS | 11
0603991.04 |  | MATERIALS FOR STRUCTURAL STEEL (SITE NO. 4) | est. | STRS | 11
0603999 |  | MATERIALS FOR CATENARY STRUCTURAL STEEL (ESTIMATED COST) | est. | STRS | 11
0604301 |  | PEDESTRIAN BRIDGE SUPERSTRUCTURE (SITE NO. 1) | LS | STRS | 11
0604302 |  | PEDESTRIAN BRIDGE SUPERSTRUCTURE (SITE NO. 2) | LS | STRS | 11
0604397 |  | PRECAST SEGMENT PRODUCTION | LS | STRS | 11
0604398 |  | ERECTION EQUIPMENT - COMPLETE | LS | STRS | 11
0604399 |  | AS-BUILT DRAWINGS | LS | INCD | 11
0604400 |  | FALL ARRESTORS | LS | STRS | 11
0604401 |  | HORIZONTAL BRIDGE SLIDE (SITE NO. 1) | LS | STRS | 11
0604402 |  | HORIZONTAL BRIDGE SLIDE (SITE NO. 2) | LS | STRS | 11
0604409 |  | GATEHOUSE STRUCTURE | LS | STRS | 11
0604410 |  | TEMPORARY BRIDGE OPERATIONS | day | INCD | 11
0604411 | 39,545.45 | TEMPORARY BRIDGE OPERATIONS | mo. | INCD | 11
0604412 |  | TEMPORARY OPERATOR HOUSES | LS | STRS | 11
0604415 |  | BRIDGE OPENING IMPACTS | hr | INCD | 11
0604524 | 250,000.00 | STAND-BY POWER GENERATION SET | LS | ELEC | 11
0604526 | 7,775,000.00 | BRIDGE ELECTRICAL AND CONTROL SYSTEM | LS | ELEC | 11
0604527 |  | OPERATIONAL MAINTENANCE | est. | ELEC | 11
0604528 | 3,976,250.00 | MECHANICAL WORK | LS | NONR | 11
0604529 |  | MINOR ADJUSTMENTS TO SWING SPAN (ESTIMATED COST) | est. | NONR | 11
0604530 |  | BALANCE MOVEABLE SPAN | LS | STRS | 11
0604532 |  | PROTECTION OF ELECTRICAL AND MECHANICAL EQUIPMENT | LS | ELEC | 11
0604534 |  | ELECTRIFICATION OF MOVABLE INSPECTION SYSTEM | LS | ELEC | 11
0604535 | 3,000,000.00 | CONTROL HOUSE RENOVATIONS | LS | ELEC | 11
0604536 |  | GENERATOR HOUSE RENOVATION | LS | TBD | 11
0605000 | 500.00 | DIMENSION STONE MASONRY | s.y. | STRC | 11
0605003 | 68.82 | MASONRY FACING | s.f. | STRC | 11
0605008 |  | ARCHITECTURAL TILES | s.f. | STRC | 11
0605020 | 55.00 | DIMENSION STONE MASONRY | s.f. | STRC | 11
0605100 |  | ASHLAR STONE MASONRY | s.f. | STRC | 11
0605101 |  | ASHLAR STONE MASONRY | c.y. | STRC | 11
0605102 |  | RELAY ASHLAR STONE WALL | c.y. | STRC | 11
0605200 |  | ARCHITECTURAL CLADDING | LS | STRC | 11
0605201 |  | ASHLAR STONE MASONRY | s.y. | STRC | 11
0606001 |  | CEMENT RUBBLE MASONRY | c.y. | STRC | 11
0606002 |  | CEMENT RUBBLE MASONRY | LS | STRC | 11
0606003 |  | WET STONE MASONRY WALL | c.y. | STRC | 11
0606005 |  | ENTRANCE GATEWAY STRUCTURE | ea. | STRC | 11
0606008 |  | CEMENT RUBBLE MASONRY WALL (SITE NO.1) | LS | STRC | 11
0606009 |  | CEMENT RUBBLE MASONRY WALL (SITE NO.2) | LS | STRC | 11
0606032 |  | ROADWAY PARAPET WALL | l.f. | STRC | 11
0606033 | 25,000.00 | RECONSTRUCT PARAPET | ea. | STRC | 11
0606906 | 970.00 | REBUILD MASONRY WALL | c.y. | STRC | 11
0607001 | 1,020.19 | DRY RUBBLE MASONRY | c.y. | STRC | 11
0607002 |  | RESET DRY RUBBLE MASONRY | c.y. | STRC | 11
0607004 |  | REBUILD DRY RUBBLE MASONRY WALL | LS | STRC | 11
0608070 |  | REBUILD BRICK WALL | s.f. | STRC | 11
0609001 | 221.78 | REPOINTED MASONRY | s.y. | STRC | 11
0609007 |  | RESTORE TIMBER PLANTER | ea. | LAND | 11
0609030 | 19.92 | REPOINT MORTAR JOINTS | l.f. | CONC | 11
0610001 | 120.15 | DRILLING HOLES AND BONDING ANCHORS | ea. | STRC | 11
0610002 | 107.95 | DRILLING HOLES AND BONDING DOWELS | ea. | STRC | 11
0610003 |  | DRILLING HOLES AND BONDING ANCHORS (HOST) | ea. | STRC | 11
0610004 |  | DRILLING HOLES AND BONDING DOWELS (HOST) | ea. | STRC | 11
0611002 | 6,250.00 | PRESSURE GROUTING | c.y. | STRC | 11
0611008 |  | SHOTCRETE | bag | STRC | 11
0611010 |  | EXTERIOR INSULATION FINISH SYSTEM | s.y. | TBD | 11
0612994 |  | CONCRETE CYLINDER CURING BOX | ea. | STRC | 11
0651001 |  | BEDDING MATERIAL | c.y. | DRAN | 11
0651004 |  | CRUSHED STONE BEDDING MATERIAL | c.y. | DRAN | 11
0651009 |  | BEDDING MATERIAL (CRUSHED STONE) | c.y. | DRAN | 11
0651470 |  | 108" DIAMETER ALUMINUM CULVERT LINER | l.f. | DRAN | 11
0651592 | 433.89 | HORIZONTAL DIRECTIONAL DRILLING 6" HDPE | l.f. | STRC | 11
0651623 |  | 36" HIGH DENSITY POLYETHYLENE PIPE LINER | l.f. | DRAN | 11
0651625 | 1,069.69 | 54" HIGH DENSITY POLYETHYLENE PIPE LINER | l.f. | DRAN | 11
0651626 |  | 60" HIGH DENSITY POLYETHYLENE PIPE LINER | l.f. | DRAN | 11
0651645 |  | CENTRIFUGALLY CAST CEMENTITIOUS LINING | s.y. | DRAN | 11
0651649 | 827.00 | CURED-IN-PLACE PIPE LINING | l.f. | DRAN | 11
0651649.01 |  | CURED-IN-PLACE PIPE LINING (SITE NO. 01) | l.f. | DRAN | 11
0651649.02 |  | CURED-IN-PLACE PIPE LINING (SITE NO. 02) | l.f. | DRAN | 11
0651649.03 |  | CURED-IN-PLACE PIPE LINING (SITE NO. 03) | l.f. | DRAN | 11
0651661 | 250,000.00 | CORRUGATED STEEL STRUCTURAL PLATE LINER | LS | DRAN | 11
0651670 | 625.00 | MODIFICATION OF EXISTING HOST STRUCTURE | l.f. | DRAN | 11
0651777 |  | 70" CORRUGATED ALUMINUM PIPE | l.f. | DRAN | 11
0651780 |  | 11'-1" X 7'-0" CORRUGATED ALUMINUM PIPE- ARCH | l.f. | DRAN | 11
0651940 |  | STEEL PLATE CULVERT | cwt. | DRAN | 11
0652009 |  | 12'' R.C. CULVERT END | ea. | DRAN | 11
0652010 |  | 15'' R.C. CULVERT END | ea. | DRAN | 11
0652011 |  | 18'' R.C. CULVERT END | ea. | DRAN | 11
0652012 |  | 21'' R.C. CULVERT END | ea. | DRAN | 11
0652013 |  | 24'' R.C. CULVERT END | ea. | DRAN | 11
0652014 |  | 30'' R.C. CULVERT END | ea. | DRAN | 11
0652015 |  | 36'' R.C. CULVERT END | ea. | DRAN | 11
0652016 |  | 42'' R.C. CULVERT END | ea. | DRAN | 11
0652018 |  | 54'' R.C. CULVERT END | ea. | DRAN | 11
0652019 |  | 60'' R.C. CULVERT END | ea. | DRAN | 11
0652020 |  | 72'' R.C. CULVERT END | ea. | DRAN | 11
0652021 |  | 66'' R.C. CULVERT END | ea. | DRAN | 11
0652025 |  | 84" CORRUGATED ALUMINUM CULVERT END | ea. | DRAN | 11
0652107 |  | 16" METAL CULVERT END | ea. | DRAN | 11
0652109 |  | 12'' METAL CULVERT END | ea. | DRAN | 11
0652110 |  | 15'' METAL CULVERT END | ea. | DRAN | 11
0652111 |  | 18'' METAL CULVERT END | ea. | DRAN | 11
0652112 |  | 21'' METAL CULVERT END | ea. | DRAN | 11
0652113 |  | 24'' METAL CULVERT END | ea. | DRAN | 11
0652114 |  | 30'' METAL CULVERT END | ea. | DRAN | 11
0652115 |  | 36'' METAL CULVERT END | ea. | DRAN | 11
0652116 |  | 42'' METAL CULVERT END | ea. | DRAN | 11
0652117 |  | 48'' METAL CULVERT END | ea. | DRAN | 11
0652118 |  | 54'' METAL CULVERT END | ea. | DRAN | 11
0652119 |  | 60'' METAL CULVERT END | ea. | DRAN | 11
0652120 |  | 72'' METAL CULVERT END | ea. | DRAN | 11
0652123 |  | 66'' METAL CULVERT END | ea. | DRAN | 11
0652213 |  | 29''X18'' METAL CULVERT END | ea. | DRAN | 11
0652222 |  | 15" X 21'' METAL CULVERT END | ea. | DRAN | 11
0652223 |  | 33" X 49'' METAL CULVERT END | ea. | DRAN | 11
0652252 |  | 21" X 15" METAL CULVERT END | ea. | DRAN | 11
0652253 |  | 24" X 18" METAL CULVERT END | ea. | DRAN | 11
0652256 |  | 42''X29'' METAL CULVERT END | ea. | DRAN | 11
0652260 |  | 57" X 38" ALUMINUM CULVERT END | ea. | DRAN | 11
0652323 |  | 15'' ALUMINIZED METAL CULVERT END | ea. | DRAN | 11
0652325 |  | 24'' ALUMINIZED CORRUGATED METAL CULVERT END (TYPE II) | ea. | DRAN | 11
0652613 |  | RESET 48'' R.C. CULVERT END | ea. | DRAN | 11
0653001 | 533.03 | CLEAN EXISTING CATCH BASIN | ea. | DRAN | 11
0653002 | 82,660.00 | CLEAN DRAINAGE SYSTEM | LS | DRAN | 11
0653005 |  | CLEAN UNDERGROUND DRAINAGE SYSTEM (ESTIMATED COST) | est. | DRAN | 11
0653010 | 650.42 | CLEAN EXISTING MANHOLE | ea. | DRAN | 11
0653020 |  | CLEAN EXISTING DROP INLET | ea. | DRAN | 11
0653050 |  | DEBRIS CONTROL SYSTEM | ea. | DRAN | 11
0653100 | 22.71 | CLEAN EXISTING CULVERT - 12'' TO 42'' DIAMETER | l.f. | DRAN | 11
0653101 | 125.46 | CLEAN EXISTING CULVERT - GREATER THAN 42'' DIAMETER | l.f. | DRAN | 11
0653102 | 1,945.25 | VIDEO AND DYE TEST DRAINAGE SYSTEM | ea. | DRAN | 11
0653200 | 15.00 | CLEAN DRAINAGE DITCH | l.f. | DRAN | 11
0653630 | 8,600.00 | CLEAN EXISTING DRAINAGE STRUCTURE | ea. | DRAN | 11
0653900 | 15.00 | CORRUGATED METAL PIPE INSPECTION | l.f. | DRAN | 11
0661105 |  | FIBERGLASS SIDEWALK | s.f. | STRS | 11
0661106 |  | SAFETY WALK | s.f. | STRS | 11
0686000.10 |  | 10'' R.C. PIPE - 0' - 10' DEEP | l.f. | DRAN | 11
0686000.12 | 115.17 | 12'' R.C. PIPE - 0' - 10' DEEP | l.f. | DRAN | 11
0686000.15 | 117.07 | 15'' R.C. PIPE - 0' - 10' DEEP | l.f. | DRAN | 11
0686000.18 | 134.79 | 18'' R.C. PIPE - 0' - 10' DEEP | l.f. | DRAN | 11
0686000.21 | 133.48 | 21'' R.C. PIPE - 0' - 10' DEEP | l.f. | DRAN | 11
0686000.24 | 192.81 | 24'' R.C. PIPE - 0' - 10' DEEP | l.f. | DRAN | 11
0686000.27 | 162.00 | 27'' R.C. PIPE - 0' - 10' DEEP | l.f. | DRAN | 11
0686000.30 | 275.73 | 30'' R.C. PIPE - 0' - 10' DEEP | l.f. | DRAN | 11
0686000.36 | 224.21 | 36'' R.C. PIPE - 0' - 10' DEEP | l.f. | DRAN | 11
0686000.42 | 629.57 | 42'' R.C. PIPE - 0' - 10' DEEP | l.f. | DRAN | 11
0686000.48 | 489.89 | 48'' R.C. PIPE - 0' - 10' DEEP | l.f. | DRAN | 11
0686000.54 | 1,375.00 | 54'' R.C. PIPE - 0' - 10' DEEP | l.f. | DRAN | 11
0686000.60 | 606.00 | 60'' R.C. PIPE - 0' - 10' DEEP | l.f. | DRAN | 11
0686000.66 |  | 66'' R.C. PIPE - 0' - 10' DEEP | l.f. | DRAN | 11
0686000.72 |  | 72'' R.C. PIPE - 0' - 10' DEEP | l.f. | DRAN | 11
0686000.84 |  | 84'' R.C. PIPE - 0' - 10' DEEP | l.f. | DRAN | 11
0686001.10 |  | 10'' R.C. PIPE - 0' - 20' DEEP | l.f. | DRAN | 11
0686001.12 | 113.00 | 12'' R.C. PIPE - 0' - 20' DEEP | l.f. | DRAN | 11
0686001.15 | 158.05 | 15'' R.C. PIPE - 0' - 20' DEEP | l.f. | DRAN | 11
0686001.18 | 251.10 | 18'' R.C. PIPE - 0' - 20' DEEP | l.f. | DRAN | 11
0686001.21 |  | 21'' R.C. PIPE - 0' - 20' DEEP | l.f. | DRAN | 11
0686001.24 | 212.75 | 24'' R.C. PIPE - 0' - 20' DEEP | l.f. | DRAN | 11
0686001.27 |  | 27'' R.C. PIPE - 0' - 20' DEEP | l.f. | DRAN | 11
0686001.30 | 215.93 | 30'' R.C. PIPE - 0' - 20' DEEP | l.f. | DRAN | 11
0686001.36 | 216.11 | 36'' R.C. PIPE - 0' - 20' DEEP | l.f. | DRAN | 11
0686001.42 |  | 42'' R.C. PIPE - 0' - 20' DEEP | l.f. | DRAN | 11
0686001.48 | 1,200.00 | 48'' R.C. PIPE - 0' - 20' DEEP | l.f. | DRAN | 11
0686001.54 | 913.00 | 54'' R.C. PIPE - 0' - 20' DEEP | l.f. | DRAN | 11
0686001.60 | 696.00 | 60'' R.C. PIPE - 0' - 20' DEEP | l.f. | DRAN | 11
0686001.66 |  | 66'' R.C. PIPE - 0' - 20' DEEP | l.f. | DRAN | 11
0686001.72 | 2,200.00 | 72'' R.C. PIPE - 0' - 20' DEEP | l.f. | DRAN | 11
0686001.84 |  | 84'' R.C. PIPE - 0' - 20' DEEP | l.f. | DRAN | 11
0686002.10 |  | 10'' R.C. PIPE (CLASS V) - 0' - 10' DEEP | l.f. | DRAN | 11
0686002.12 | 160.59 | 12'' R.C. PIPE (CLASS V) - 0' - 10' DEEP | l.f. | DRAN | 11
0686002.15 | 245.22 | 15'' R.C. PIPE (CLASS V) - 0' - 10' DEEP | l.f. | DRAN | 11
0686002.18 | 128.36 | 18'' R.C. PIPE (CLASS V) - 0' - 10' DEEP | l.f. | DRAN | 11
0686002.21 | 103.00 | 21'' R.C. PIPE (CLASS V) - 0' - 10' DEEP | l.f. | DRAN | 11
0686002.24 | 149.22 | 24'' R.C. PIPE (CLASS V) - 0' - 10' DEEP | l.f. | DRAN | 11
0686002.27 |  | 27'' R.C. PIPE (CLASS V) - 0' - 10' DEEP | l.f. | DRAN | 11
0686002.30 | 231.00 | 30'' R.C. PIPE (CLASS V) - 0' - 10' DEEP | l.f. | DRAN | 11
0686002.36 | 325.00 | 36'' R.C. PIPE (CLASS V) - 0' - 10' DEEP | l.f. | DRAN | 11
0686002.42 |  | 42'' R.C. PIPE (CLASS V) - 0' - 10' DEEP | l.f. | DRAN | 11
0686002.48 |  | 48'' R.C. PIPE (CLASS V) - 0' - 10' DEEP | l.f. | DRAN | 11
0686002.54 |  | 54'' R.C. PIPE (CLASS V) - 0' - 10' DEEP | l.f. | DRAN | 11
0686002.60 |  | 60'' R.C. PIPE (CLASS V) - 0' - 10' DEEP | l.f. | DRAN | 11
0686002.66 |  | 66'' R.C. PIPE (CLASS V) - 0' - 10' DEEP | l.f. | DRAN | 11
0686002.72 |  | 72'' R.C. PIPE (CLASS V) - 0' - 10' DEEP | l.f. | DRAN | 11
0686002.84 |  | 84'' R.C. PIPE (CLASS V) - 0' - 10' DEEP | l.f. | DRAN | 11
0686002.90 |  | 90'' R.C. PIPE (CLASS V) - 0' - 10' DEEP | l.f. | DRAN | 11
0686002.96 |  | 96'' R.C. PIPE (CLASS V) - 0' - 10' DEEP | l.f. | DRAN | 11
0686003.10 |  | 10'' R.C. PIPE (CLASS V) - 0' - 20' DEEP | l.f. | DRAN | 11
0686003.12 |  | 12'' R.C. PIPE (CLASS V) - 0' - 20' DEEP | l.f. | DRAN | 11
0686003.15 |  | 15'' R.C. PIPE (CLASS V) - 0' - 20' DEEP | l.f. | DRAN | 11
0686003.18 |  | 18'' R.C. PIPE (CLASS V) - 0' - 20' DEEP | l.f. | DRAN | 11
0686003.21 |  | 21'' R.C. PIPE (CLASS V) - 0' - 20' DEEP | l.f. | DRAN | 11
0686003.24 |  | 24'' R.C. PIPE (CLASS V) - 0' - 20' DEEP | l.f. | DRAN | 11
0686003.27 |  | 27'' R.C. PIPE (CLASS V) - 0' - 20' DEEP | l.f. | DRAN | 11
0686003.30 |  | 30'' R.C. PIPE (CLASS V) - 0' - 20' DEEP | l.f. | DRAN | 11
0686003.36 |  | 36'' R.C. PIPE (CLASS V) - 0' - 20' DEEP | l.f. | DRAN | 11
0686003.42 |  | 42'' R.C. PIPE (CLASS V) - 0' - 20' DEEP | l.f. | DRAN | 11
0686003.48 |  | 48'' R.C. PIPE (CLASS V) - 0' - 20' DEEP | l.f. | DRAN | 11
0686003.54 |  | 54'' R.C. PIPE (CLASS V) - 0' - 20' DEEP | l.f. | DRAN | 11
0686003.60 |  | 60'' R.C. PIPE (CLASS V) - 0' - 20' DEEP | l.f. | DRAN | 11
0686003.66 |  | 66'' R.C. PIPE (CLASS V) - 0' - 20' DEEP | l.f. | DRAN | 11
0686003.72 |  | 72'' R.C. PIPE (CLASS V) - 0' - 20' DEEP | l.f. | DRAN | 11
0686003.84 |  | 84'' R.C. PIPE (CLASS V) - 0' - 20' DEEP | l.f. | DRAN | 11
0686003.90 |  | 90'' R.C. PIPE (CLASS V) - 0' - 20' DEEP | l.f. | DRAN | 11
0686010.10 |  | JACKING 10'' R.C. PIPE (CLASS V) - 0' - 10' DEEP | l.f. | DRAN | 11
0686010.12 |  | JACKING 12'' R.C. PIPE (CLASS V) - 0' - 10' DEEP | l.f. | DRAN | 11
0686010.15 |  | JACKING 15'' R.C. PIPE (CLASS V) - 0' - 10' DEEP | l.f. | DRAN | 11
0686010.18 |  | JACKING 18'' R.C. PIPE (CLASS V) - 0' - 10' DEEP | l.f. | DRAN | 11
0686010.21 |  | JACKING 21'' R.C. PIPE (CLASS V) - 0' - 10' DEEP | l.f. | DRAN | 11
0686010.24 |  | JACKING 24'' R.C. PIPE (CLASS V) - 0' - 10' DEEP | l.f. | DRAN | 11
0686010.27 |  | JACKING 27'' R.C. PIPE (CLASS V) - 0' - 10' DEEP | l.f. | DRAN | 11
0686010.30 |  | JACKING 30'' R.C. PIPE (CLASS V) - 0' - 10' DEEP | l.f. | DRAN | 11
0686010.36 |  | JACKING 36'' R.C. PIPE (CLASS V) - 0' - 10' DEEP | l.f. | DRAN | 11
0686010.42 |  | JACKING 42'' R.C. PIPE (CLASS V) - 0' - 10' DEEP | l.f. | DRAN | 11
0686010.48 |  | JACKING 48'' R.C. PIPE (CLASS V) - 0' - 10' DEEP | l.f. | DRAN | 11
0686010.54 |  | JACKING 54'' R.C. PIPE (CLASS V) - 0' - 10' DEEP | l.f. | DRAN | 11
0686010.60 |  | JACKING 60'' R.C. PIPE (CLASS V) - 0' - 10' DEEP | l.f. | DRAN | 11
0686010.66 |  | JACKING 66'' R.C. PIPE (CLASS V) - 0' - 10' DEEP | l.f. | DRAN | 11
0686010.72 |  | JACKING 72'' R.C. PIPE (CLASS V) - 0' - 10' DEEP | l.f. | DRAN | 11
0686010.84 |  | JACKING 84'' R.C. PIPE (CLASS V) - 0' - 10' DEEP | l.f. | DRAN | 11
0686010.90 |  | JACKING 90'' R.C. PIPE (CLASS V) - 0' - 10' DEEP | l.f. | DRAN | 11
0686010.96 |  | JACKING 96'' R.C. PIPE (CLASS V) - 0' - 10' DEEP | l.f. | DRAN | 11
0686011.10 |  | JACKING 10'' R.C. PIPE (CLASS V) - 0' - 20' DEEP | l.f. | DRAN | 11
0686011.12 |  | JACKING 12'' R.C. PIPE (CLASS V) - 0' - 20' DEEP | l.f. | DRAN | 11
0686011.15 |  | JACKING 15'' R.C. PIPE (CLASS V) - 0' - 20' DEEP | l.f. | DRAN | 11
0686011.18 |  | JACKING 18'' R.C. PIPE (CLASS V) - 0' - 20' DEEP | l.f. | DRAN | 11
0686011.21 |  | JACKING 21'' R.C. PIPE (CLASS V) - 0' - 20' DEEP | l.f. | DRAN | 11
0686011.24 |  | JACKING 24'' R.C. PIPE (CLASS V) - 0' - 20' DEEP | l.f. | DRAN | 11
0686011.27 |  | JACKING 27'' R.C. PIPE (CLASS V) - 0' - 20' DEEP | l.f. | DRAN | 11
0686011.30 |  | JACKING 30'' R.C. PIPE (CLASS V) - 0' - 20' DEEP | l.f. | DRAN | 11
0686011.36 |  | JACKING 36'' R.C. PIPE (CLASS V) - 0' - 20' DEEP | l.f. | DRAN | 11
0686011.42 |  | JACKING 42'' R.C. PIPE (CLASS V) - 0' - 20' DEEP | l.f. | DRAN | 11
0686011.48 |  | JACKING 48'' R.C. PIPE (CLASS V) - 0' - 20' DEEP | l.f. | DRAN | 11
0686011.54 |  | JACKING 54'' R.C. PIPE (CLASS V) - 0' - 20' DEEP | l.f. | DRAN | 11
0686011.60 |  | JACKING 60'' R.C. PIPE (CLASS V) - 0' - 20' DEEP | l.f. | DRAN | 11
0686011.66 |  | JACKING 66'' R.C. PIPE (CLASS V) - 0' - 20' DEEP | l.f. | DRAN | 11
0686011.72 |  | JACKING 72'' R.C. PIPE (CLASS V) - 0' - 20' DEEP | l.f. | DRAN | 11
0686011.84 |  | JACKING 84'' R.C. PIPE (CLASS V) - 0' - 20' DEEP | l.f. | DRAN | 11
0686011.90 |  | JACKING 90'' R.C. PIPE (CLASS V) - 0' - 20' DEEP | l.f. | DRAN | 11
0686011.96 |  | JACKING 96'' R.C. PIPE (CLASS V) - 0' - 20' DEEP | l.f. | DRAN | 11
0686012.60 |  | JACKING 60'' R.C. PIPE | l.f. | STRC | 11
0686015.10 |  | RELAID 10'' R.C. PIPE - 0' - 10' DEEP | l.f. | DRAN | 11
0686015.12 |  | RELAID 12'' R.C. PIPE - 0' - 10' DEEP | l.f. | DRAN | 11
0686015.15 | 95.00 | RELAID 15'' R.C. PIPE - 0' - 10' DEEP | l.f. | DRAN | 11
0686015.18 | 225.00 | RELAID 18'' R.C. PIPE - 0' - 10' DEEP | l.f. | DRAN | 11
0686015.21 |  | RELAID 21'' R.C. PIPE - 0' - 10' DEEP | l.f. | DRAN | 11
0686015.24 | 130.00 | RELAID 24'' R.C. PIPE - 0' - 10' DEEP | l.f. | DRAN | 11
0686015.27 |  | RELAID 27'' R.C. PIPE - 0' - 10' DEEP | l.f. | DRAN | 11
0686015.30 |  | RELAID 30'' R.C. PIPE - 0' - 10' DEEP | l.f. | DRAN | 11
0686015.36 |  | RELAID 36'' R.C. PIPE - 0' - 10' DEEP | l.f. | DRAN | 11
0686015.42 |  | RELAID 42'' R.C. PIPE - 0' - 10' DEEP | l.f. | DRAN | 11
0686015.48 |  | RELAID 48'' R.C. PIPE - 0' - 10' DEEP | l.f. | DRAN | 11
0686015.54 |  | RELAID 54'' R.C. PIPE - 0' - 10' DEEP | l.f. | DRAN | 11
0686015.60 |  | RELAID 60'' R.C. PIPE - 0' - 10' DEEP | l.f. | DRAN | 11
0686015.66 |  | RELAID 66'' R.C. PIPE - 0' - 10' DEEP | l.f. | DRAN | 11
0686015.72 |  | RELAID 72'' R.C. PIPE - 0' - 10' DEEP | l.f. | DRAN | 11
0686015.84 |  | RELAID 84'' R.C. PIPE - 0' - 10' DEEP | l.f. | DRAN | 11
0686016.10 |  | RELAID 10'' R.C. PIPE - 0' - 20' DEEP | l.f. | DRAN | 11
0686016.12 |  | RELAID 12'' R.C. PIPE - 0' - 20' DEEP | l.f. | DRAN | 11
0686016.15 |  | RELAID 15'' R.C. PIPE - 0' - 20' DEEP | l.f. | DRAN | 11
0686016.18 |  | RELAID 18'' R.C. PIPE - 0' - 20' DEEP | l.f. | DRAN | 11
0686016.21 |  | RELAID 21'' R.C. PIPE - 0' - 20' DEEP | l.f. | DRAN | 11
0686016.24 |  | RELAID 24'' R.C. PIPE - 0' - 20' DEEP | l.f. | DRAN | 11
0686016.27 |  | RELAID 27'' R.C. PIPE - 0' - 20' DEEP | l.f. | DRAN | 11
0686016.30 |  | RELAID 30'' R.C. PIPE - 0' - 20' DEEP | l.f. | DRAN | 11
0686016.36 |  | RELAID 36'' R.C. PIPE - 0' - 20' DEEP | l.f. | DRAN | 11
0686016.42 |  | RELAID 42'' R.C. PIPE - 0' - 20' DEEP | l.f. | DRAN | 11
0686016.48 |  | RELAID 48'' R.C. PIPE - 0' - 20' DEEP | l.f. | DRAN | 11
0686016.54 |  | RELAID 54'' R.C. PIPE - 0' - 20' DEEP | l.f. | DRAN | 11
0686016.60 |  | RELAID 60'' R.C. PIPE - 0' - 20' DEEP | l.f. | DRAN | 11
0686016.66 |  | RELAID 66'' R.C. PIPE - 0' - 20' DEEP | l.f. | DRAN | 11
0686016.72 |  | RELAID 72'' R.C. PIPE - 0' - 20' DEEP | l.f. | DRAN | 11
0686016.84 |  | RELAID 84'' R.C. PIPE - 0' - 20' DEEP | l.f. | DRAN | 11
0686017.10 |  | RELAID 10'' R.C. PIPE CLASS V - 0' - 10' DEEP | l.f. | DRAN | 11
0686017.12 |  | RELAID 12'' R.C. PIPE CLASS V - 0' - 10' DEEP | l.f. | DRAN | 11
0686017.15 |  | RELAID 15'' R.C. PIPE CLASS V - 0' - 10' DEEP | l.f. | DRAN | 11
0686017.18 |  | RELAID 18'' R.C. PIPE CLASS V - 0' - 10' DEEP | l.f. | DRAN | 11
0686017.21 |  | RELAID 21'' R.C. PIPE CLASS V - 0' - 10' DEEP | l.f. | DRAN | 11
0686017.24 |  | RELAID 24'' R.C. PIPE CLASS V - 0' - 10' DEEP | l.f. | DRAN | 11
0686017.27 |  | RELAID 27'' R.C. PIPECLASS V - 0' - 10' DEEP | l.f. | DRAN | 11
0686017.30 |  | RELAID 30'' R.C. PIPE CLASS V - 0' - 10' DEEP | l.f. | DRAN | 11
0686017.36 |  | RELAID 36'' R.C. PIPE CLASS V - 0' - 10' DEEP | l.f. | DRAN | 11
0686017.42 |  | RELAID 42'' R.C. PIPE CLASS V - 0' - 10' DEEP | l.f. | DRAN | 11
0686017.48 |  | RELAID 48'' R.C. PIPE CLASS V - 0' - 10' DEEP | l.f. | DRAN | 11
0686017.54 |  | RELAID 54'' R.C. PIPE CLASS V - 0' - 10' DEEP | l.f. | DRAN | 11
0686017.60 |  | RELAID 60'' R.C. PIPE CLASS V - 0' - 10' DEEP | l.f. | DRAN | 11
0686017.66 |  | RELAID 66'' R.C. PIPE CLASS V - 0' - 10' DEEP | l.f. | DRAN | 11
0686017.72 |  | RELAID 72'' R.C. PIPE CLASS V - 0' - 10' DEEP | l.f. | DRAN | 11
0686017.84 |  | RELAID 84'' R.C. PIPE CLASS V - 0' - 10' DEEP | l.f. | DRAN | 11
0686018.10 |  | RELAID 10'' R.C. PIPE CLASS V - 0' - 20' DEEP | l.f. | DRAN | 11
0686018.12 |  | RELAID 12'' R.C. PIPE CLASS V - 0' - 20' DEEP | l.f. | DRAN | 11
0686018.15 |  | RELAID 15'' R.C. PIPE CLASS V - 0' - 20' DEEP | l.f. | DRAN | 11
0686018.18 |  | RELAID 18'' R.C. PIPE CLASS V - 0' - 20' DEEP | l.f. | DRAN | 11
0686018.21 |  | RELAID 21'' R.C. PIPE CLASS V - 0' - 20' DEEP | l.f. | DRAN | 11
0686018.24 |  | RELAID 24'' R.C. PIPE CLASS V - 0' - 20' DEEP | l.f. | DRAN | 11
0686018.27 |  | RELAID 27'' R.C. PIPECLASS V - 0' - 20' DEEP | l.f. | DRAN | 11
0686018.30 |  | RELAID 30'' R.C. PIPE CLASS V - 0' - 20' DEEP | l.f. | DRAN | 11
0686018.36 |  | RELAID 36'' R.C. PIPE CLASS V - 0' - 20' DEEP | l.f. | DRAN | 11
0686018.42 |  | RELAID 42'' R.C. PIPE CLASS V - 0' - 20' DEEP | l.f. | DRAN | 11
0686018.48 |  | RELAID 48'' R.C. PIPE CLASS V - 0' - 20' DEEP | l.f. | DRAN | 11
0686018.54 |  | RELAID 54'' R.C. PIPE CLASS V - 0' - 20' DEEP | l.f. | DRAN | 11
0686018.60 |  | RELAID 60'' R.C. PIPE CLASS V - 0' - 20' DEEP | l.f. | DRAN | 11
0686018.66 |  | RELAID 66'' R.C. PIPE CLASS V - 0' - 20' DEEP | l.f. | DRAN | 11
0686018.72 |  | RELAID 72'' R.C. PIPE CLASS V - 0' - 20' DEEP | l.f. | DRAN | 11
0686018.84 |  | RELAID 84'' R.C. PIPE CLASS V - 0' - 20' DEEP | l.f. | DRAN | 11
0686021.42 |  | JACKING 42'' R.C. PIPE (CLASS V) OVER 20' DEEP | l.f. | DRAN | 11
0686050.10 |  | 14" X 23'' R.C. PIPE ELLIPTICAL - 0' - 10' DEEP | l.f. | DRAN | 11
0686050.20 |  | 14" X 23'' R.C. PIPE ELLIPTICAL - 0' - 20' DEEP | l.f. | DRAN | 11
0686050.30 |  | 14" X 23'' R.C. PIPE ELLIPTICAL CLASS V - 0' - 10' DEEP | l.f. | DRAN | 11
0686050.40 |  | 14" X 23'' R.C. PIPE ELLIPTICAL CLASS V - 0' - 20' DEEP | l.f. | DRAN | 11
0686051.10 |  | 18" X 28.5'' R.C. PIPE ELLIPTICAL - 0' - 10' DEEP | l.f. | DRAN | 11
0686051.20 |  | 18" X 28.5'' R.C. PIPE ELLIPTICAL - 0' - 20' DEEP | l.f. | DRAN | 11
0686051.30 |  | 18" X 28.5'' R.C. PIPE ELLIPTICAL CLASS V - 0' - 10' DEEP | l.f. | DRAN | 11
0686051.40 |  | 18" X 28.5'' R.C. PIPE ELLIPTICAL CLASS V - 0' - 20' DEEP | l.f. | DRAN | 11
0686052.10 |  | 19" X 30'' R.C. PIPE ELLIPTICAL - 0' - 10' DEEP | l.f. | DRAN | 11
0686052.20 |  | 19" X 30'' R.C. PIPE ELLIPTICAL - 0' - 20' DEEP | l.f. | DRAN | 11
0686052.30 |  | 19" X 30'' R.C. PIPE ELLIPTICAL CLASS V - 0' - 10' DEEP | l.f. | DRAN | 11
0686052.40 |  | 19" X 30'' R.C. PIPE ELLIPTICAL CLASS V - 0' - 20' DEEP | l.f. | DRAN | 11
0686053.10 |  | 24" X 38'' R.C. PIPE ELLIPTICAL - 0' - 10' DEEP | l.f. | DRAN | 11
0686053.20 |  | 24" X 38'' R.C. PIPE ELLIPTICAL - 0' - 20' DEEP | l.f. | DRAN | 11
0686053.30 | 671.15 | 24" X 38'' R.C. PIPE ELLIPTICAL CLASS V - 0' - 10' DEEP | l.f. | DRAN | 11
0686053.40 |  | 24" X 38'' R.C. PIPE ELLIPTICAL CLASS V - 0' - 20' DEEP | l.f. | DRAN | 11
0686053.50 |  | 24" X 38'' R.C. PIPE ELLIPTICAL (SPECIAL CLASS) - 0' - 10' DEEP | l.f. | DRAN | 11
0686053.60 |  | 24" X 38'' R.C. PIPE ELLIPTICAL (SPECIAL CLASS) - 0' - 20' DEEP | l.f. | DRAN | 11
0686054.10 |  | 22" X 36'' R.C. PIPE ELLIPTICAL - 0' - 10' DEEP | l.f. | DRAN | 11
0686055.10 |  | 29" X 45'' R.C. PIPE ELLIPTICAL - 0' - 10' DEEP | l.f. | DRAN | 11
0686055.20 |  | 29" X 45'' R.C. PIPE ELLIPTICAL - 0' - 20' DEEP | l.f. | DRAN | 11
0686055.30 |  | 29" X 45'' R.C. PIPE ELLIPTICAL CLASS V - 0' - 10' DEEP | l.f. | DRAN | 11
0686055.40 |  | 29" X 45'' R.C. PIPE ELLIPTICAL CLASS V - 0' - 20' DEEP | l.f. | DRAN | 11
0686056.10 |  | 34" X 53'' R.C. PIPE ELLIPTICAL - 0' - 10' DEEP | l.f. | DRAN | 11
0686056.20 |  | 34" X 53'' R.C. PIPE ELLIPTICAL - 0' - 20' DEEP | l.f. | DRAN | 11
0686056.30 |  | 34" X 53'' R.C. PIPE ELLIPTICAL CLASS V - 0' - 10' DEEP | l.f. | DRAN | 11
0686056.40 |  | 34" X 53'' R.C. PIPE ELLIPTICAL CLASS V - 0' - 20' DEEP | l.f. | DRAN | 11
0686057.10 |  | 38" X 60'' R.C. PIPE ELLIPTICAL - 0' - 10' DEEP | l.f. | DRAN | 11
0686057.20 |  | 38" X 60'' R.C. PIPE ELLIPTICAL - 0' - 20' DEEP | l.f. | DRAN | 11
0686057.30 |  | 38" X 60'' R.C. PIPE ELLIPTICAL CLASS V - 0' - 10' DEEP | l.f. | DRAN | 11
0686057.40 |  | 38" X 60'' R.C. PIPE ELLIPTICAL CLASS V - 0' - 20' DEEP | l.f. | DRAN | 11
0686058.10 |  | 43" X 68'' R.C. PIPE ELLIPTICAL - 0' - 10' DEEP | l.f. | DRAN | 11
0686058.20 |  | 43" X 68'' R.C. PIPE ELLIPTICAL - 0' - 20' DEEP | l.f. | DRAN | 11
0686058.30 |  | 43" X 68'' R.C. PIPE ELLIPTICAL CLASS V - 0' - 10' DEEP | l.f. | DRAN | 11
0686058.40 |  | 43" X 68'' R.C. PIPE ELLIPTICAL CLASS V - 0' - 20' DEEP | l.f. | DRAN | 11
0686059.10 |  | 48" X 76'' R.C. PIPE ELLIPTICAL - 0' - 10' DEEP | l.f. | DRAN | 11
0686059.20 |  | 48" X 76'' R.C. PIPE ELLIPTICAL - 0' - 20' DEEP | l.f. | DRAN | 11
0686059.30 |  | 48" X 76'' R.C. PIPE ELLIPTICAL CLASS V - 0' - 10' DEEP | l.f. | DRAN | 11
0686059.40 |  | 48" X 76'' R.C. PIPE ELLIPTICAL CLASS V - 0' - 20' DEEP | l.f. | DRAN | 11
0686060.10 |  | 53" X 83'' R.C. PIPE ELLIPTICAL - 0' - 10' DEEP | l.f. | DRAN | 11
0686060.20 |  | 53" X 83'' R.C. PIPE ELLIPTICAL - 0' - 20' DEEP | l.f. | DRAN | 11
0686060.30 |  | 53" X 83'' R.C. PIPE ELLIPTICAL CLASS V - 0' - 10' DEEP | l.f. | DRAN | 11
0686060.40 |  | 53" X 83'' R.C. PIPE ELLIPTICAL CLASS V - 0' - 20' DEEP | l.f. | DRAN | 11
0686061.10 |  | 22" X 13.5" R.C. PIPE ARCH - 0' - 10' DEEP | l.f. | DRAN | 11
0686062 | 2,000.00 | 64" X 38" GLASS REINFORCED PLASTIC CULVERT LINER | l.f. | DRAN | 11
0686063 | 3,187.00 | 78IN GLASS REINFORCED PLASTIC PIPE | l.f. | DRAN | 11
0686064 | 3,592.00 | 78IN HIGH-DENSITY POLYETHYLENE PIPE | l.f. | STRC | 11
0686065 | 1,567.00 | 30" HIGH DENSITY POLYETHYLENE PIPE | l.f. | DRAN | 11
0686066 |  | 65" DIA GLASSFIBER REINFORCED POLYMER (GRP) PIPE | l.f. | DRAN | 11
0686100.06 |  | 6" C.C.M. PIPE - 0' - 10' DEEP | l.f. | DRAN | 11
0686100.10 |  | 10" C.C.M. PIPE - 0' - 10' DEEP | l.f. | DRAN | 11
0686100.12 | 240.00 | 12" C.C.M. PIPE - 0' - 10' DEEP | l.f. | DRAN | 11
0686100.15 | 150.67 | 15" C.C.M. PIPE - 0' - 10' DEEP | l.f. | DRAN | 11
0686100.18 | 185.50 | 18" C.C.M. PIPE - 0' - 10' DEEP | l.f. | DRAN | 11
0686100.21 |  | 21" C.C.M. PIPE - 0' - 10' DEEP | l.f. | DRAN | 11
0686100.24 |  | 24" C.C.M. PIPE - 0' - 10' DEEP | l.f. | DRAN | 11
0686100.27 |  | 27" C.C.M. PIPE - 0' - 10' DEEP | l.f. | DRAN | 11
0686100.30 |  | 30" C.C.M. PIPE - 0' - 10' DEEP | l.f. | DRAN | 11
0686100.33 |  | 33" C.C.M. PIPE - 0' - 10' DEEP | l.f. | DRAN | 11
0686100.36 |  | 36" C.C.M. PIPE - 0' - 10' DEEP | l.f. | DRAN | 11
0686100.42 |  | 42" C.C.M. PIPE - 0' - 10' DEEP | l.f. | DRAN | 11
0686100.48 |  | 48" C.C.M. PIPE - 0' - 10' DEEP | l.f. | DRAN | 11
0686100.54 |  | 54" C.C.M. PIPE - 0' - 10' DEEP | l.f. | DRAN | 11
0686100.60 |  | 60" C.C.M. PIPE - 0' - 10' DEEP | l.f. | DRAN | 11
0686100.66 |  | 66" C.C.M. PIPE - 0' - 10' DEEP | l.f. | DRAN | 11
0686100.72 |  | 72" C.C.M. PIPE - 0' - 10' DEEP | l.f. | DRAN | 11
0686101.06 |  | 6" C.C.M. PIPE - 0' - 20' DEEP | l.f. | DRAN | 11
0686101.10 |  | 10" C.C.M. PIPE - 0' - 20' DEEP | l.f. | DRAN | 11
0686101.12 |  | 12" C.C.M. PIPE - 0' - 20' DEEP | l.f. | DRAN | 11
0686101.15 |  | 15" C.C.M. PIPE - 0' - 20' DEEP | l.f. | DRAN | 11
0686101.18 |  | 18" C.C.M. PIPE - 0' - 20' DEEP | l.f. | DRAN | 11
0686101.21 |  | 21" C.C.M. PIPE - 0' - 20' DEEP | l.f. | DRAN | 11
0686101.24 |  | 24" C.C.M. PIPE - 0' - 20' DEEP | l.f. | DRAN | 11
0686101.27 |  | 27" C.C.M. PIPE - 0' - 20' DEEP | l.f. | DRAN | 11
0686101.30 |  | 30" C.C.M. PIPE - 0' - 20' DEEP | l.f. | DRAN | 11
0686101.33 |  | 33" C.C.M. PIPE - 0' - 20' DEEP | l.f. | DRAN | 11
0686101.36 |  | 36" C.C.M. PIPE - 0' - 20' DEEP | l.f. | DRAN | 11
0686101.42 |  | 42" C.C.M. PIPE - 0' - 20' DEEP | l.f. | DRAN | 11
0686101.48 |  | 48" C.C.M. PIPE - 0' - 20' DEEP | l.f. | DRAN | 11
0686101.54 |  | 54" C.C.M. PIPE - 0' - 20' DEEP | l.f. | DRAN | 11
0686101.60 |  | 60" C.C.M. PIPE - 0' - 20' DEEP | l.f. | DRAN | 11
0686101.66 |  | 66" C.C.M. PIPE - 0' - 20' DEEP | l.f. | DRAN | 11
0686101.72 |  | 72" C.C.M. PIPE - 0' - 20' DEEP | l.f. | DRAN | 11
0686102.06 |  | 6" C.C.M. PIPE ELBOW - 0' - 10' DEEP | l.f. | DRAN | 11
0686102.10 |  | 10" C.C.M. PIPE ELBOW - 0' - 10' DEEP | l.f. | DRAN | 11
0686102.12 |  | 12" C.C.M. PIPE ELBOW - 0' - 10' DEEP | l.f. | DRAN | 11
0686102.15 | 195.50 | 15" C.C.M. PIPE ELBOW - 0' - 10' DEEP | l.f. | DRAN | 11
0686102.18 | 261.00 | 18" C.C.M. PIPE ELBOW - 0' - 10' DEEP | l.f. | DRAN | 11
0686102.21 |  | 21" C.C.M. PIPE ELBOW - 0' - 10' DEEP | l.f. | DRAN | 11
0686102.24 |  | 24" C.C.M. PIPE ELBOW - 0' - 10' DEEP | l.f. | DRAN | 11
0686102.27 |  | 27" C.C.M. PIPE ELBOW - 0' - 10' DEEP | l.f. | DRAN | 11
0686102.30 |  | 30" C.C.M. PIPE ELBOW - 0' - 10' DEEP | l.f. | DRAN | 11
0686102.33 |  | 33" C.C.M. PIPE ELBOW - 0' - 10' DEEP | l.f. | DRAN | 11
0686102.36 |  | 36" C.C.M. PIPE ELBOW - 0' - 10' DEEP | l.f. | DRAN | 11
0686103.06 |  | 6" C.C.M. PIPE ELBOW - 0' - 20' DEEP | l.f. | DRAN | 11
0686103.10 |  | 10" C.C.M. PIPE ELBOW - 0' - 20' DEEP | l.f. | DRAN | 11
0686103.12 |  | 12" C.C.M. PIPE ELBOW - 0' - 20' DEEP | l.f. | DRAN | 11
0686103.15 |  | 15" C.C.M. PIPE ELBOW - 0' - 20' DEEP | l.f. | DRAN | 11
0686103.18 |  | 18" C.C.M. PIPE ELBOW - 0' - 20' DEEP | l.f. | DRAN | 11
0686103.21 |  | 21" C.C.M. PIPE ELBOW - 0' - 20' DEEP | l.f. | DRAN | 11
0686103.24 |  | 24" C.C.M. PIPE ELBOW - 0' - 20' DEEP | l.f. | DRAN | 11
0686103.27 |  | 27" C.C.M. PIPE ELBOW - 0' - 20' DEEP | l.f. | DRAN | 11
0686103.30 |  | 30" C.C.M. PIPE ELBOW - 0' - 20' DEEP | l.f. | DRAN | 11
0686103.33 |  | 33" C.C.M. PIPE ELBOW - 0' - 20' DEEP | l.f. | DRAN | 11
0686103.36 |  | 36" C.C.M. PIPE ELBOW - 0' - 20' DEEP | l.f. | DRAN | 11
0686120.06 |  | 6" A.C.C.M. PIPE - 0' - 10' DEEP | l.f. | DRAN | 11
0686120.08 |  | 8" A.C.C.M. PIPE - 0' - 10' DEEP | l.f. | DRAN | 11
0686120.10 |  | 10" A.C.C.M. PIPE - 0' - 10' DEEP | l.f. | DRAN | 11
0686120.12 |  | 12" A.C.C.M. PIPE - 0' - 10' DEEP | l.f. | DRAN | 11
0686120.15 | 250.00 | 15" A.C.C.M. PIPE - 0' - 10' DEEP | l.f. | DRAN | 11
0686120.18 |  | 18" A.C.C.M. PIPE - 0' - 10' DEEP | l.f. | DRAN | 11
0686120.21 |  | 21" A.C.C.M. PIPE - 0' - 10' DEEP | l.f. | DRAN | 11
0686120.24 |  | 24" A.C.C.M. PIPE - 0' - 10' DEEP | l.f. | DRAN | 11
0686120.27 |  | 27" A.C.C.M. PIPE - 0' - 10' DEEP | l.f. | DRAN | 11
0686120.30 |  | 30" A.C.C.M. PIPE - 0' - 10' DEEP | l.f. | DRAN | 11
0686120.33 |  | 33" A.C.C.M. PIPE - 0' - 10' DEEP | l.f. | DRAN | 11
0686120.36 |  | 36" A.C.C.M. PIPE - 0' - 10' DEEP | l.f. | DRAN | 11
0686120.42 |  | 42" A.C.C.M. PIPE - 0' - 10' DEEP | l.f. | DRAN | 11
0686120.48 |  | 48" A.C.C.M. PIPE - 0' - 10' DEEP | l.f. | DRAN | 11
0686120.54 |  | 54" A.C.C.M. PIPE - 0' - 10' DEEP | l.f. | DRAN | 11
0686120.60 |  | 60" A.C.C.M. PIPE - 0' - 10' DEEP | l.f. | DRAN | 11
0686120.66 |  | 66" A.C.C.M. PIPE - 0' - 10' DEEP | l.f. | DRAN | 11
0686120.72 |  | 72" A.C.C.M. PIPE - 0' - 10' DEEP | l.f. | DRAN | 11
0686121.06 |  | 6" A.C.C.M. PIPE - 0' - 20' DEEP | l.f. | DRAN | 11
0686121.08 |  | 8" A.C.C.M. PIPE - 0' - 20' DEEP | l.f. | DRAN | 11
0686121.10 |  | 10" A.C.C.M. PIPE - 0' - 20' DEEP | l.f. | DRAN | 11
0686121.12 |  | 12" A.C.C.M. PIPE - 0' - 20' DEEP | l.f. | DRAN | 11
0686121.15 |  | 15" A.C.C.M. PIPE - 0' - 20' DEEP | l.f. | DRAN | 11
0686121.18 |  | 18" A.C.C.M. PIPE - 0' - 20' DEEP | l.f. | DRAN | 11
0686121.21 |  | 21" A.C.C.M. PIPE - 0' - 20' DEEP | l.f. | DRAN | 11
0686121.24 |  | 24" A.C.C.M. PIPE - 0' - 20' DEEP | l.f. | DRAN | 11
0686121.27 |  | 27" A.C.C.M. PIPE - 0' - 20' DEEP | l.f. | DRAN | 11
0686121.30 |  | 30" A.C.C.M. PIPE - 0' - 20' DEEP | l.f. | DRAN | 11
0686121.33 |  | 33" A.C.C.M. PIPE - 0' - 20' DEEP | l.f. | DRAN | 11
0686121.36 |  | 36" A.C.C.M. PIPE - 0' - 20' DEEP | l.f. | DRAN | 11
0686121.42 |  | 42" A.C.C.M. PIPE - 0' - 20' DEEP | l.f. | DRAN | 11
0686121.48 |  | 48" A.C.C.M. PIPE - 0' - 20' DEEP | l.f. | DRAN | 11
0686121.54 |  | 54" A.C.C.M. PIPE - 0' - 20' DEEP | l.f. | DRAN | 11
0686121.60 |  | 60" A.C.C.M. PIPE - 0' - 20' DEEP | l.f. | DRAN | 11
0686121.66 |  | 66" A.C.C.M. PIPE - 0' - 20' DEEP | l.f. | DRAN | 11
0686121.72 |  | 72" A.C.C.M. PIPE - 0' - 20' DEEP | l.f. | DRAN | 11
0686122.06 |  | 6" A.C.C.M. PIPE ELBOW - 0' - 10' DEEP | l.f. | DRAN | 11
0686122.08 |  | 8" A.C.C.M. PIPE ELBOW - 0' - 10' DEEP | l.f. | DRAN | 11
0686122.10 |  | 10" A.C.C.M. PIPE ELBOW - 0' - 10' DEEP | l.f. | DRAN | 11
0686122.12 |  | 12" A.C.C.M. PIPE ELBOW - 0' - 10' DEEP | l.f. | DRAN | 11
0686122.15 |  | 15" A.C.C.M. PIPE ELBOW - 0' - 10' DEEP | l.f. | DRAN | 11
0686122.18 |  | 18" A.C.C.M. PIPE ELBOW - 0' - 10' DEEP | l.f. | DRAN | 11
0686122.21 |  | 21" A.C.C.M. PIPE ELBOW - 0' - 10' DEEP | l.f. | DRAN | 11
0686122.24 |  | 24" A.C.C.M. PIPE ELBOW - 0' - 10' DEEP | l.f. | DRAN | 11
0686122.27 |  | 27" A.C.C.M. PIPE ELBOW - 0' - 10' DEEP | l.f. | DRAN | 11
0686122.30 |  | 30" A.C.C.M. PIPE ELBOW - 0' - 10' DEEP | l.f. | DRAN | 11
0686122.33 |  | 33" A.C.C.M. PIPE ELBOW - 0' - 10' DEEP | l.f. | DRAN | 11
0686122.36 |  | 36" A.C.C.M. PIPE ELBOW - 0' - 10' DEEP | l.f. | DRAN | 11
0686123.06 |  | 6" A.C.C.M. PIPE ELBOW - 0' - 20' DEEP | l.f. | DRAN | 11
0686123.08 |  | 8" A.C.C.M. PIPE ELBOW - 0' - 20' DEEP | l.f. | DRAN | 11
0686123.10 |  | 10" A.C.C.M. PIPE ELBOW - 0' - 20' DEEP | l.f. | DRAN | 11
0686123.12 |  | 12" A.C.C.M. PIPE ELBOW - 0' - 2' DEEP | l.f. | DRAN | 11
0686123.15 |  | 15" A.C.C.M. PIPE ELBOW - 0' - 20' DEEP | l.f. | DRAN | 11
0686123.18 |  | 18" A.C.C.M. PIPE ELBOW - 0' - 20' DEEP | l.f. | DRAN | 11
0686123.21 |  | 21" A.C.C.M. PIPE ELBOW - 0' - 20' DEEP | l.f. | DRAN | 11
0686123.24 |  | 24" A.C.C.M. PIPE ELBOW - 0' - 20' DEEP | l.f. | DRAN | 11
0686123.27 |  | 27" A.C.C.M. PIPE ELBOW - 0' - 20' DEEP | l.f. | DRAN | 11
0686123.30 |  | 30" A.C.C.M. PIPE ELBOW - 0' - 20' DEEP | l.f. | DRAN | 11
0686123.33 |  | 33" A.C.C.M. PIPE ELBOW - 0' - 20' DEEP | l.f. | DRAN | 11
0686123.36 |  | 36" A.C.C.M. PIPE ELBOW - 0' - 20' DEEP | l.f. | DRAN | 11
0686200.02 |  | 2'' POLYVINYL CHLORIDE PIPE - 0' - 10' DEEP | l.f. | DRAN | 11
0686200.03 |  | 3'' POLYVINYL CHLORIDE PIPE - 0' - 10' DEEP | l.f. | DRAN | 11
0686200.04 | 143.90 | 4'' POLYVINYL CHLORIDE PIPE - 0' - 10' DEEP | l.f. | DRAN | 11
0686200.06 | 114.80 | 6'' POLYVINYL CHLORIDE PIPE - 0' - 10' DEEP | l.f. | DRAN | 11
0686200.08 | 228.34 | 8'' POLYVINYL CHLORIDE PIPE - 0' - 10' DEEP | l.f. | DRAN | 11
0686200.10 | 314.09 | 10'' POLYVINYL CHLORIDE PIPE - 0' - 10' DEEP | l.f. | DRAN | 11
0686200.12 | 424.65 | 12'' POLYVINYL CHLORIDE PIPE - 0' - 10' DEEP | l.f. | DRAN | 11
0686200.15 | 425.00 | 15'' POLYVINYL CHLORIDE PIPE - 0' - 10' DEEP | l.f. | DRAN | 11
0686200.18 | 418.33 | 18'' POLYVINYL CHLORIDE PIPE - 0' - 10' DEEP | l.f. | DRAN | 11
0686200.24 |  | 24'' POLYVINYL CHLORIDE PIPE - 0' - 10' DEEP | l.f. | DRAN | 11
0686200.36 |  | 36'' POLYVINYL CHLORIDE PIPE - 0' - 10' DEEP | l.f. | DRAN | 11
0686200.42 |  | 42'' POLYVINYL CHLORIDE PIPE - 0' - 10' DEEP | l.f. | DRAN | 11
0686201.02 |  | 2'' POLYVINYL CHLORIDE PIPE - 0' - 20' DEEP | l.f. | DRAN | 11
0686201.04 |  | 4'' POLYVINYL CHLORIDE PIPE - 0' - 20' DEEP | l.f. | DRAN | 11
0686201.06 |  | 6'' POLYVINYL CHLORIDE PIPE - 0' - 20' DEEP | l.f. | DRAN | 11
0686201.08 |  | 8'' POLYVINYL CHLORIDE PIPE - 0' - 20' DEEP | l.f. | DRAN | 11
0686201.10 |  | 10'' POLYVINYL CHLORIDE PIPE - 0' - 20' DEEP | l.f. | DRAN | 11
0686201.12 |  | 12'' POLYVINYL CHLORIDE PIPE - 0' - 20' DEEP | l.f. | DRAN | 11
0686201.15 |  | 15'' POLYVINYL CHLORIDE PIPE - 0' - 20' DEEP | l.f. | DRAN | 11
0686201.18 |  | 18'' POLYVINYL CHLORIDE PIPE - 0' - 20' DEEP | l.f. | DRAN | 11
0686201.24 |  | 24'' POLYVINYL CHLORIDE PIPE - 0' - 20' DEEP | l.f. | DRAN | 11
0686201.36 |  | 36'' POLYVINYL CHLORIDE PIPE - 0' - 20' DEEP | l.f. | DRAN | 11
0686201.42 |  | 42'' POLYVINYL CHLORIDE PIPE - 0' - 20' DEEP | l.f. | DRAN | 11
0686230.06 | 92.39 | 6'' HIGH DENSITY POLYETHYLENE PIPE - 0' - 10' DEEP | l.f. | DRAN | 11
0686230.08 | 50.00 | 8'' HIGH DENSITY POLYETHYLENE PIPE - 0' - 10' DEEP | l.f. | DRAN | 11
0686230.10 | 216.00 | 10'' HIGH DENSITY POLYETHYLENE PIPE - 0' - 10' DEEP | l.f. | DRAN | 11
0686230.12 | 100.00 | 12'' HIGH DENSITY POLYETHYLENE PIPE - 0' - 10' DEEP | l.f. | DRAN | 11
0686230.15 | 151.21 | 15'' HIGH DENSITY POLYETHYLENE PIPE - 0' - 10' DEEP | l.f. | DRAN | 11
0686230.18 | 196.71 | 18'' HIGH DENSITY POLYETHYLENE PIPE - 0' - 10' DEEP | l.f. | DRAN | 11
0686230.24 | 200.00 | 24'' HIGH DENSITY POLYETHYLENE PIPE - 0' - 10' DEEP | l.f. | DRAN | 11
0686230.30 |  | 30'' HIGH DENSITY POLYETHYLENE PIPE - 0' - 10' DEEP | l.f. | DRAN | 11
0686230.36 |  | 36'' HIGH DENSITY POLYETHYLENE PIPE - 0' - 10' DEEP | l.f. | DRAN | 11
0686230.42 |  | 42'' HIGH DENSITY POLYETHYLENE PIPE - 0' - 10' DEEP | l.f. | DRAN | 11
0686230.48 |  | 48'' HIGH DENSITY POLYETHYLENE PIPE - 0' - 10' DEEP | l.f. | DRAN | 11
0686230.54 |  | 54'' HIGH DENSITY POLYETHYLENE PIPE - 0' - 10' DEEP | l.f. | DRAN | 11
0686230.60 |  | 60'' HIGH DENSITY POLYETHYLENE PIPE - 0' - 10' DEEP | l.f. | DRAN | 11
0686230.66 |  | 66'' HIGH DENSITY POLYETHYLENE PIPE - 0' - 10' DEEP | l.f. | DRAN | 11
0686230.72 |  | 72'' HIGH DENSITY POLYETHYLENE PIPE - 0' - 10' DEEP | l.f. | DRAN | 11
0686230.84 |  | 84'' HIGH DENSITY POLYETHYLENE PIPE - 0' - 10' DEEP | l.f. | DRAN | 11
0686230.96 |  | 96'' HIGH DENSITY POLYETHYLENE PIPE - 0' - 10' DEEP | l.f. | DRAN | 11
0686231.06 |  | 6'' HIGH DENSITY POLYETHYLENE PIPE - 0' - 20' DEEP | l.f. | DRAN | 11
0686231.08 |  | 8'' HIGH DENSITY POLYETHYLENE PIPE - 0' - 20' DEEP | l.f. | DRAN | 11
0686231.10 |  | 10'' HIGH DENSITY POLYETHYLENE PIPE - 0' - 20' DEEP | l.f. | DRAN | 11
0686231.12 |  | 12'' HIGH DENSITY POLYETHYLENE PIPE - 0' - 20' DEEP | l.f. | DRAN | 11
0686231.15 |  | 15'' HIGH DENSITY POLYETHYLENE PIPE - 0' - 20' DEEP | l.f. | DRAN | 11
0686231.18 |  | 18'' HIGH DENSITY POLYETHYLENE PIPE - 0' - 20' DEEP | l.f. | DRAN | 11
0686231.24 |  | 24'' HIGH DENSITY POLYETHYLENE PIPE - 0' - 20' DEEP | l.f. | DRAN | 11
0686231.30 |  | 30'' HIGH DENSITY POLYETHYLENE PIPE - 0' - 20' DEEP | l.f. | DRAN | 11
0686231.36 |  | 36'' HIGH DENSITY POLYETHYLENE PIPE - 0' - 20' DEEP | l.f. | DRAN | 11
0686231.42 |  | 42'' HIGH DENSITY POLYETHYLENE PIPE - 0' - 20' DEEP | l.f. | DRAN | 11
0686231.48 |  | 48'' HIGH DENSITY POLYETHYLENE PIPE - 0' - 20' DEEP | l.f. | DRAN | 11
0686231.54 |  | 54'' HIGH DENSITY POLYETHYLENE PIPE - 0' - 20' DEEP | l.f. | DRAN | 11
0686231.60 |  | 60'' HIGH DENSITY POLYETHYLENE PIPE - 0' - 20' DEEP | l.f. | DRAN | 11
0686231.66 |  | 66'' HIGH DENSITY POLYETHYLENE PIPE - 0' - 20' DEEP | l.f. | DRAN | 11
0686231.72 |  | 72'' HIGH DENSITY POLYETHYLENE PIPE - 0' - 20' DEEP | l.f. | DRAN | 11
0686231.84 |  | 84'' HIGH DENSITY POLYETHYLENE PIPE - 0' - 20' DEEP | l.f. | DRAN | 11
0686231.96 |  | 96'' HIGH DENSITY POLYETHYLENE PIPE - 0' - 20' DEEP | l.f. | DRAN | 11
0686240.06 |  | 6'' HIGH DENSITY POLYETHYLENE PIPE - SMOOTH - 0' - 10' DEEP | l.f. | DRAN | 11
0686240.08 |  | 8'' HIGH DENSITY POLYETHYLENE PIPE - SMOOTH - 0' - 10' DEEP | l.f. | DRAN | 11
0686240.10 |  | 10'' HIGH DENSITY POLYETHYLENE PIPE - SMOOTH - 0' - 10' DEEP | l.f. | DRAN | 11
0686240.12 |  | 12'' HIGH DENSITY POLYETHYLENE PIPE - SMOOTH - 0' - 10' DEEP | l.f. | DRAN | 11
0686240.15 |  | 15'' HIGH DENSITY POLYETHYLENE PIPE - SMOOTH - 0' - 10' DEEP | l.f. | DRAN | 11
0686240.18 |  | 18'' HIGH DENSITY POLYETHYLENE PIPE - SMOOTH - 0' - 10' DEEP | l.f. | DRAN | 11
0686241.06 |  | 6'' HIGH DENSITY POLYETHYLENE PIPE - SMOOTH - 0' - 20' DEEP | l.f. | DRAN | 11
0686241.08 |  | 8'' HIGH DENSITY POLYETHYLENE PIPE - SMOOTH - 0' - 20' DEEP | l.f. | DRAN | 11
0686241.10 |  | 10'' HIGH DENSITY POLYETHYLENE PIPE - SMOOTH - 0' - 20' DEEP | l.f. | DRAN | 11
0686241.12 |  | 12'' HIGH DENSITY POLYETHYLENE PIPE - SMOOTH - 0' - 20' DEEP | l.f. | DRAN | 11
0686241.15 |  | 15'' HIGH DENSITY POLYETHYLENE PIPE - SMOOTH - 0' - 20' DEEP | l.f. | DRAN | 11
0686241.18 |  | 18'' HIGH DENSITY POLYETHYLENE PIPE - SMOOTH - 0' - 20' DEEP | l.f. | DRAN | 11
0686245.08 |  | 8'' HIGH DENSITY POLYETHYLENE PIPE - PERFORATED - 0' - 10' DEEP | l.f. | DRAN | 11
0686245.10 |  | 10'' HIGH DENSITY POLYETHYLENE PIPE - PERFORATED - 0' - 10' DEEP | l.f. | DRAN | 11
0686245.12 |  | 12'' HIGH DENSITY POLYETHYLENE PIPE - PERFORATED - 0' - 10' DEEP | l.f. | DRAN | 11
0686245.15 | 130.00 | 15'' HIGH DENSITY POLYETHYLENE PIPE - PERFORATED - 0' - 10' DEEP | l.f. | DRAN | 11
0686245.18 |  | 18'' HIGH DENSITY POLYETHYLENE PIPE - PERFORATED - 0' - 10' DEEP | l.f. | DRAN | 11
0686245.24 | 102.00 | 24'' HIGH DENSITY POLYETHYLENE PIPE - PERFORATED - 0' - 10' DEEP | l.f. | DRAN | 11
0686246.08 |  | 8'' HIGH DENSITY POLYETHYLENE PIPE - PERFORATED - 0' - 20' DEEP | l.f. | DRAN | 11
0686246.10 |  | 10'' HIGH DENSITY POLYETHYLENE PIPE - PERFORATED - 0' - 20' DEEP | l.f. | DRAN | 11
0686246.12 |  | 12'' HIGH DENSITY POLYETHYLENE PIPE - PERFORATED - 0' - 20' DEEP | l.f. | DRAN | 11
0686246.15 |  | 15'' HIGH DENSITY POLYETHYLENE PIPE - PERFORATED - 0' - 20' DEEP | l.f. | DRAN | 11
0686246.18 |  | 18'' HIGH DENSITY POLYETHYLENE PIPE - PERFORATED - 0' - 20' DEEP | l.f. | DRAN | 11
0686246.24 |  | 24'' HIGH DENSITY POLYETHYLENE PIPE - PERFORATED - 0' - 20' DEEP | l.f. | DRAN | 11
0686250.06 |  | 6'' HIGH DENSITY POLYETHYLENE PIPE - PERFORATED (SMOOTH INTERIOR)- 0' - 10' DEEP | l.f. | DRAN | 11
0686250.08 |  | 8'' HIGH DENSITY POLYETHYLENE PIPE - PERFORATED (SMOOTH INTERIOR)- 0' - 10' DEEP | l.f. | DRAN | 11
0686250.10 |  | 10'' HIGH DENSITY POLYETHYLENE PIPE - PERFORATED (SMOOTH INTERIOR)- 0' - 10' DEEP | l.f. | DRAN | 11
0686250.12 |  | 12'' HIGH DENSITY POLYETHYLENE PIPE - PERFORATED (SMOOTH INTERIOR)- 0' - 10' DEEP | l.f. | DRAN | 11
0686250.15 |  | 15'' HIGH DENSITY POLYETHYLENE PIPE - PERFORATED (SMOOTH INTERIOR)- 0' - 10' DEEP | l.f. | DRAN | 11
0686250.18 |  | 18'' HIGH DENSITY POLYETHYLENE PIPE - PERFORATED (SMOOTH INTERIOR)- 0' - 10' DEEP | l.f. | DRAN | 11
0686251.06 |  | 6'' HIGH DENSITY POLYETHYLENE PIPE - PERFORATED (SMOOTH INTERIOR)- 0' - 20' DEEP | l.f. | DRAN | 11
0686251.08 |  | 8'' HIGH DENSITY POLYETHYLENE PIPE - PERFORATED (SMOOTH INTERIOR)- 0' - 20' DEEP | l.f. | DRAN | 11
0686251.10 |  | 10'' HIGH DENSITY POLYETHYLENE PIPE - PERFORATED (SMOOTH INTERIOR)- 0' - 20' DEEP | l.f. | DRAN | 11
0686251.12 |  | 12'' HIGH DENSITY POLYETHYLENE PIPE - PERFORATED (SMOOTH INTERIOR)- 0' - 20' DEEP | l.f. | DRAN | 11
0686251.15 |  | 15'' HIGH DENSITY POLYETHYLENE PIPE - PERFORATED (SMOOTH INTERIOR)- 0' - 20' DEEP | l.f. | DRAN | 11
0686251.18 |  | 18'' HIGH DENSITY POLYETHYLENE PIPE - PERFORATED (SMOOTH INTERIOR)- 0' - 20' DEEP | l.f. | DRAN | 11
0686252.15 | 140.64 | 15'' RCP - PERFORATED - 0' - 10' DEEP | l.f. | DRAN | 11
0686252.24 | 202.00 | 24'' RCP - PERFORATED - 0' - 10' DEEP | l.f. | DRAN | 11
0686253.24 |  | 24'' RCP - PERFORATED - 0' - 20' DEEP | l.f. | DRAN | 11
0686300.12 |  | 12'' CORRUGATED ALUMINUM PIPE - 0' - 10' DEEP | l.f. | DRAN | 11
0686300.15 |  | 15'' CORRUGATED ALUMINUM PIPE - 0' - 10' DEEP | l.f. | DRAN | 11
0686300.18 |  | 18'' CORRUGATED ALUMINUM PIPE - 0' - 10' DEEP | l.f. | DRAN | 11
0686300.24 |  | 24'' CORRUGATED ALUMINUM PIPE - 0' - 10' DEEP | l.f. | DRAN | 11
0686300.30 |  | 30'' CORRUGATED ALUMINUM PIPE - 0' - 10' DEEP | l.f. | DRAN | 11
0686300.36 |  | 36'' CORRUGATED ALUMINUM PIPE - 0' - 10' DEEP | l.f. | DRAN | 11
0686300.42 |  | 42'' CORRUGATED ALUMINUM PIPE - 0' - 10' DEEP | l.f. | DRAN | 11
0686300.48 |  | 48'' CORRUGATED ALUMINUM PIPE - 0' - 10' DEEP | l.f. | DRAN | 11
0686300.54 |  | 54'' CORRUGATED ALUMINUM PIPE - 0' - 10' DEEP | l.f. | DRAN | 11
0686300.60 |  | 60'' CORRUGATED ALUMINUM PIPE - 0' - 10' DEEP | l.f. | DRAN | 11
0686300.61 |  | 60'' CORRUGATED ALUMINUM PIPE (0.109" THICK)- 0' - 10' DEEP | l.f. | DRAN | 11
0686300.62 |  | 60'' CORRUGATED ALUMINUM PIPE (0.135" THICK)- 0' - 10' DEEP | l.f. | DRAN | 11
0686300.63 |  | 60'' CORRUGATED ALUMINUM PIPE (0.168" THICK)- 0' - 10' DEEP | l.f. | DRAN | 11
0686300.66 |  | 66'' CORRUGATED ALUMINUM PIPE - 0' - 10' DEEP | l.f. | DRAN | 11
0686300.67 |  | 66'' CORRUGATED ALUMINUM PIPE (0.109" THICK)- 0' - 10' DEEP | l.f. | DRAN | 11
0686300.68 |  | 66'' CORRUGATED ALUMINUM PIPE (0.135" THICK)- 0' - 10' DEEP | l.f. | DRAN | 11
0686300.69 |  | 66'' CORRUGATED ALUMINUM PIPE (0.168" THICK)- 0' - 10' DEEP | l.f. | DRAN | 11
0686300.72 |  | 72'' CORRUGATED ALUMINUM PIPE - 0' - 10' DEEP | l.f. | DRAN | 11
0686300.73 |  | 72'' CORRUGATED ALUMINUM PIPE (0.109" THICK)- 0' - 10' DEEP | l.f. | DRAN | 11
0686300.74 | 1,200.00 | 72'' CORRUGATED ALUMINUM PIPE (0.135" THICK)- 0' - 10' DEEP | l.f. | DRAN | 11
0686300.75 |  | 72'' CORRUGATED ALUMINUM PIPE (0.168" THICK)- 0' - 10' DEEP | l.f. | DRAN | 11
0686300.84 |  | 84'' CORRUGATED ALUMINUM PIPE - 0' - 10' DEEP | l.f. | DRAN | 11
0686300.85 |  | 84'' CORRUGATED ALUMINUM PIPE (0.109" THICK)- 0' - 10' DEEP | l.f. | DRAN | 11
0686300.86 |  | 84'' CORRUGATED ALUMINUM PIPE (0.135" THICK)- 0' - 10' DEEP | l.f. | DRAN | 11
0686300.87 |  | 84'' CORRUGATED ALUMINUM PIPE (0.168" THICK)- 0' - 10' DEEP | l.f. | DRAN | 11
0686301.12 |  | 12'' CORRUGATED ALUMINUM PIPE - 0' - 20' DEEP | l.f. | DRAN | 11
0686301.15 |  | 15'' CORRUGATED ALUMINUM PIPE - 0' - 20' DEEP | l.f. | DRAN | 11
0686301.18 |  | 18'' CORRUGATED ALUMINUM PIPE - 0' - 20' DEEP | l.f. | DRAN | 11
0686301.24 |  | 24'' CORRUGATED ALUMINUM PIPE - 0' - 20' DEEP | l.f. | DRAN | 11
0686301.30 |  | 30'' CORRUGATED ALUMINUM PIPE - 0' - 20' DEEP | l.f. | DRAN | 11
0686301.36 |  | 36'' CORRUGATED ALUMINUM PIPE - 0' - 20' DEEP | l.f. | DRAN | 11
0686301.42 |  | 42'' CORRUGATED ALUMINUM PIPE - 0' - 20' DEEP | l.f. | DRAN | 11
0686301.48 |  | 48'' CORRUGATED ALUMINUM PIPE - 0' - 20' DEEP | l.f. | DRAN | 11
0686301.54 |  | 54'' CORRUGATED ALUMINUM PIPE - 0' - 20' DEEP | l.f. | DRAN | 11
0686301.60 |  | 60'' CORRUGATED ALUMINUM PIPE - 0' - 20' DEEP | l.f. | DRAN | 11
0686301.61 |  | 60'' CORRUGATED ALUMINUM PIPE (0.109" THICK)- 0' - 20' DEEP | l.f. | DRAN | 11
0686301.67 |  | 66'' CORRUGATED ALUMINUM PIPE (0.109" THICK)- 0' - 20' DEEP | l.f. | DRAN | 11
0686301.68 |  | 66'' CORRUGATED ALUMINUM PIPE (0.135" THICK)- 0' - 20' DEEP | l.f. | DRAN | 11
0686301.69 |  | 66'' CORRUGATED ALUMINUM PIPE (0.168" THICK)- 0' - 20' DEEP | l.f. | DRAN | 11
0686301.70 |  | 66'' CORRUGATED ALUMINUM PIPE | l.f. | DRAN | 11
0686301.72 |  | 72'' CORRUGATED ALUMINUM PIPE - 0' - 20' DEEP | l.f. | DRAN | 11
0686301.73 |  | 72'' CORRUGATED ALUMINUM PIPE (0.109" THICK)- 0' - 20' DEEP | l.f. | DRAN | 11
0686301.74 | 700.00 | 72'' CORRUGATED ALUMINUM PIPE (0.135" THICK)- 0' - 20' DEEP | l.f. | DRAN | 11
0686301.75 |  | 72'' CORRUGATED ALUMINUM PIPE (0.168" THICK)- 0' - 20' DEEP | l.f. | DRAN | 11
0686301.84 |  | 84'' CORRUGATED ALUMINUM PIPE - 0' - 20' DEEP | l.f. | DRAN | 11
0686301.85 |  | 84'' CORRUGATED ALUMINUM PIPE (0.109" THICK)- 0' - 20' DEEP | l.f. | DRAN | 11
0686301.86 |  | 84'' CORRUGATED ALUMINUM PIPE (0.135" THICK)- 0' - 20' DEEP | l.f. | DRAN | 11
0686301.87 |  | 84'' CORRUGATED ALUMINUM PIPE (0.168" THICK)- 0' - 20' DEEP | l.f. | DRAN | 11
0686302.63 | 900.00 | 63'' CORRUGATED ALUMINUM PIPE (SMOOTH INTERIOR)- 10 GAUGE | l.f. | DRAN | 11
0686311.14 | 4,200.00 | 114" POLYMER COATED CORRUGATED STEEL PIPE 10 GAUGE (0.135" THICK) | l.f. | DRAN | 11
0686312 | 695.00 | COAT METAL PIPE WITH POLYMER MATERIAL | l.f. | DRAN | 11
0686350.12 |  | 12'' ALUMINIZED CORRUGATED METAL PIPE - 0' - 10' DEEP | l.f. | DRAN | 11
0686350.15 | 450.00 | 15'' ALUMINIZED CORRUGATED METAL PIPE - 0' - 10' DEEP | l.f. | DRAN | 11
0686350.18 | 225.00 | 18'' ALUMINIZED CORRUGATED METAL PIPE - 0' - 10' DEEP | l.f. | DRAN | 11
0686350.24 |  | 24'' ALUMINIZED CORRUGATED METAL PIPE - 0' - 10' DEEP | l.f. | DRAN | 11
0686350.30 |  | 30'' ALUMINIZED CORRUGATED METAL PIPE - 0' - 10' DEEP | l.f. | DRAN | 11
0686350.36 |  | 36'' ALUMINIZED CORRUGATED METAL PIPE - 0' - 10' DEEP | l.f. | DRAN | 11
0686350.42 |  | 42'' ALUMINIZED CORRUGATED METAL PIPE - 0' - 10' DEEP | l.f. | DRAN | 11
0686350.48 |  | 48'' ALUMINIZED CORRUGATED METAL PIPE - 0' - 10' DEEP | l.f. | DRAN | 11
0686350.54 |  | 54'' ALUMINIZED CORRUGATED METAL PIPE - 0' - 10' DEEP | l.f. | DRAN | 11
0686350.60 |  | 60'' ALUMINIZED CORRUGATED METAL PIPE - 0' - 10' DEEP | l.f. | DRAN | 11
0686350.66 |  | 66'' ALUMINIZED CORRUGATED METAL PIPE - 0' - 10' DEEP | l.f. | DRAN | 11
0686350.72 |  | 72'' ALUMINIZED CORRUGATED METAL PIPE - 0' - 10' DEEP | l.f. | DRAN | 11
0686350.73 |  | 72'' ALUMINIZED CORRUGATED METAL PIPE (0.135" THICK) - 0' - 10' DEEP | l.f. | DRAN | 11
0686350.84 |  | 84'' ALUMINIZED CORRUGATED METAL PIPE (0.109" THICK) - 0' - 10' DEEP | l.f. | DRAN | 11
0686350.85 |  | 84'' ALUMINIZED CORRUGATED METAL PIPE (0.135" THICK) - 0' - 10' DEEP | l.f. | DRAN | 11
0686350.86 |  | 84'' ALUMINIZED CORRUGATED METAL PIPE (0.168" THICK) - 0' - 10' DEEP | l.f. | DRAN | 11
0686351.12 |  | 12'' ALUMINIZED CORRUGATED METAL PIPE - 0' - 20' DEEP | l.f. | DRAN | 11
0686351.15 |  | 15'' ALUMINIZED CORRUGATED METAL PIPE - 0' - 20' DEEP | l.f. | DRAN | 11
0686351.18 |  | 18'' ALUMINIZED CORRUGATED METAL PIPE - 0' - 20' DEEP | l.f. | DRAN | 11
0686351.24 |  | 24'' ALUMINIZED CORRUGATED METAL PIPE - 0' - 20' DEEP | l.f. | DRAN | 11
0686351.30 |  | 30'' ALUMINIZED CORRUGATED METAL PIPE - 0' - 20' DEEP | l.f. | DRAN | 11
0686351.36 |  | 36'' ALUMINIZED CORRUGATED METAL PIPE - 0' - 20' DEEP | l.f. | DRAN | 11
0686351.42 |  | 42'' ALUMINIZED CORRUGATED METAL PIPE - 0' - 20' DEEP | l.f. | DRAN | 11
0686351.48 |  | 48'' ALUMINIZED CORRUGATED METAL PIPE - 0' - 20' DEEP | l.f. | DRAN | 11
0686351.54 |  | 54'' ALUMINIZED CORRUGATED METAL PIPE - 0' - 20' DEEP | l.f. | DRAN | 11
0686351.60 |  | 60'' ALUMINIZED CORRUGATED METAL PIPE - 0' - 20' DEEP | l.f. | DRAN | 11
0686351.66 |  | 66'' ALUMINIZED CORRUGATED METAL PIPE - 0' - 20' DEEP | l.f. | DRAN | 11
0686351.72 |  | 72'' ALUMINIZED CORRUGATED METAL PIPE - 0' - 20' DEEP | l.f. | DRAN | 11
0686351.73 |  | 72'' ALUMINIZED CORRUGATED METAL PIPE (0.135" THICK) - 0' - 20' DEEP | l.f. | DRAN | 11
0686351.84 |  | 84'' ALUMINIZED CORRUGATED METAL PIPE (0.109" THICK) - 0' - 20' DEEP | l.f. | DRAN | 11
0686351.85 |  | 84'' ALUMINIZED CORRUGATED METAL PIPE (0.135" THICK) - 0' - 20' DEEP | l.f. | DRAN | 11
0686351.86 |  | 84'' ALUMINIZED CORRUGATED METAL PIPE (0.168" THICK) - 0' - 20' DEEP | l.f. | DRAN | 11
0686360.12 |  | 12'' ALUMINIZED CORRUGATED METAL PIPE (SMOOTH INTERIOR) - 0' - 10' DEEP | l.f. | DRAN | 11
0686360.15 |  | 15'' ALUMINIZED CORRUGATED METAL PIPE (SMOOTH INTERIOR) - 0' - 10' DEEP | l.f. | DRAN | 11
0686360.18 |  | 18'' ALUMINIZED CORRUGATED METAL PIPE (SMOOTH INTERIOR) - 0' - 10' DEEP | l.f. | DRAN | 11
0686360.24 |  | 24'' ALUMINIZED CORRUGATED METAL PIPE (SMOOTH INTERIOR) - 0' - 10' DEEP | l.f. | DRAN | 11
0686360.30 |  | 30'' ALUMINIZED CORRUGATED METAL PIPE (SMOOTH INTERIOR) - 0' - 10' DEEP | l.f. | DRAN | 11
0686360.36 |  | 36'' ALUMINIZED CORRUGATED METAL PIPE (SMOOTH INTERIOR) - 0' - 10' DEEP | l.f. | DRAN | 11
0686360.42 |  | 42'' ALUMINIZED CORRUGATED METAL PIPE (SMOOTH INTERIOR) - 0' - 10' DEEP | l.f. | DRAN | 11
0686360.48 |  | 48'' ALUMINIZED CORRUGATED METAL PIPE (SMOOTH INTERIOR) - 0' - 10' DEEP | l.f. | DRAN | 11
0686360.54 |  | 54'' ALUMINIZED CORRUGATED METAL PIPE (SMOOTH INTERIOR) - 0' - 10' DEEP | l.f. | DRAN | 11
0686360.60 |  | 60'' ALUMINIZED CORRUGATED METAL PIPE (SMOOTH INTERIOR) - 0' - 10' DEEP | l.f. | DRAN | 11
0686360.66 |  | 66'' ALUMINIZED CORRUGATED METAL PIPE (SMOOTH INTERIOR) - 0' - 10' DEEP | l.f. | DRAN | 11
0686360.72 |  | 72'' ALUMINIZED CORRUGATED METAL PIPE (SMOOTH INTERIOR) - 0' - 10' DEEP | l.f. | DRAN | 11
0686360.73 | 840.00 | 73'' CORRUGATED STEEL PIPE ARCH, ALUMINIZED TYPE 2 (12 GAUGE) (SMOOTH INTERIOR) | l.f. | DRAN | 11
0686360.74 |  | ALUMINIZED CORRUGATED STEEL PIPE ARCH (60” EQUIVALENT ROUND OPENING) | l.f. | DRAN | 11
0686360.75 |  | ALUMINIZED CORRUGATED STEEL PIPE ARCH (66” EQUIVALENT ROUND OPENING) | l.f. | DRAN | 11
0686360.84 |  | 84'' ALUMINIZED CORRUGATED METAL PIPE (SMOOTH INTERIOR) - 0' - 10' DEEP | l.f. | DRAN | 11
0686361.12 |  | 12'' ALUMINIZED CORRUGATED METAL PIPE (SMOOTH INTERIOR) - 0' - 20' DEEP | l.f. | DRAN | 11
0686361.15 |  | 15'' ALUMINIZED CORRUGATED METAL PIPE (SMOOTH INTERIOR) - 0' - 20' DEEP | l.f. | DRAN | 11
0686361.18 |  | 18'' ALUMINIZED CORRUGATED METAL PIPE (SMOOTH INTERIOR) - 0' - 20' DEEP | l.f. | DRAN | 11
0686361.24 |  | 24'' ALUMINIZED CORRUGATED METAL PIPE (SMOOTH INTERIOR) - 0' - 20' DEEP | l.f. | DRAN | 11
0686361.30 |  | 30'' ALUMINIZED CORRUGATED METAL PIPE (SMOOTH INTERIOR) - 0' - 20' DEEP | l.f. | DRAN | 11
0686361.36 |  | 36'' ALUMINIZED CORRUGATED METAL PIPE (SMOOTH INTERIOR) - 0' - 20' DEEP | l.f. | DRAN | 11
0686361.42 |  | 42'' ALUMINIZED CORRUGATED METAL PIPE (SMOOTH INTERIOR) - 0' - 20' DEEP | l.f. | DRAN | 11
0686361.48 |  | 48'' ALUMINIZED CORRUGATED METAL PIPE (SMOOTH INTERIOR) - 0' - 20' DEEP | l.f. | DRAN | 11
0686361.54 |  | 54'' ALUMINIZED CORRUGATED METAL PIPE (SMOOTH INTERIOR) - 0' - 20' DEEP | l.f. | DRAN | 11
0686361.60 |  | 60'' ALUMINIZED CORRUGATED METAL PIPE (SMOOTH INTERIOR) - 0' - 20' DEEP | l.f. | DRAN | 11
0686361.66 |  | 66'' ALUMINIZED CORRUGATED METAL PIPE (SMOOTH INTERIOR) - 0' - 20' DEEP | l.f. | DRAN | 11
0686361.72 |  | 72'' ALUMINIZED CORRUGATED METAL PIPE (SMOOTH INTERIOR) - 0' - 20' DEEP | l.f. | DRAN | 11
0686361.84 |  | 84'' ALUMINIZED CORRUGATED METAL PIPE (SMOOTH INTERIOR) - 0' - 20' DEEP | l.f. | DRAN | 11
0686362 |  | METAL PIPE BAFFLE | ea. | DRAN | 11
0686370.12 |  | 12'' ALUMINIZED CORRUGATED METAL PIPE (TYPE II) - 0' - 10' DEEP | l.f. | DRAN | 11
0686370.15 |  | 15'' ALUMINIZED CORRUGATED METAL PIPE (TYPE II) - 0' - 10' DEEP | l.f. | DRAN | 11
0686370.18 |  | 18'' ALUMINIZED CORRUGATED METAL PIPE (TYPE II) - 0' - 10' DEEP | l.f. | DRAN | 11
0686370.24 |  | 24'' ALUMINIZED CORRUGATED METAL PIPE (TYPE II) - 0' - 10' DEEP | l.f. | DRAN | 11
0686370.30 |  | 30'' ALUMINIZED CORRUGATED METAL PIPE (TYPE II) - 0' - 10' DEEP | l.f. | DRAN | 11
0686370.36 |  | 36'' ALUMINIZED CORRUGATED METAL PIPE (TYPE II) - 0' - 10' DEEP | l.f. | DRAN | 11
0686370.42 |  | 42'' ALUMINIZED CORRUGATED METAL PIPE (TYPE II) - 0' - 10' DEEP | l.f. | DRAN | 11
0686370.48 |  | 48'' ALUMINIZED CORRUGATED METAL PIPE (TYPE II) - 0' - 10' DEEP | l.f. | DRAN | 11
0686370.54 |  | 54'' ALUMINIZED CORRUGATED METAL PIPE (TYPE II) - 0' - 10' DEEP | l.f. | DRAN | 11
0686370.60 |  | 60'' ALUMINIZED CORRUGATED METAL PIPE (TYPE II) - 0' - 10' DEEP | l.f. | DRAN | 11
0686370.66 |  | 66'' ALUMINIZED CORRUGATED METAL PIPE (TYPE II) - 0' - 10' DEEP | l.f. | DRAN | 11
0686370.72 |  | 72'' ALUMINIZED CORRUGATED METAL PIPE (TYPE II) - 0' - 10' DEEP | l.f. | DRAN | 11
0686370.84 |  | 84'' ALUMINIZED CORRUGATED METAL PIPE (TYPE II) - 0' - 10' DEEP | l.f. | DRAN | 11
0686371.12 |  | 12'' ALUMINIZED CORRUGATED METAL PIPE (TYPE II) - 0' - 20' DEEP | l.f. | DRAN | 11
0686371.15 |  | 15'' ALUMINIZED CORRUGATED METAL PIPE (TYPE II) - 0' - 20' DEEP | l.f. | DRAN | 11
0686371.18 |  | 18'' ALUMINIZED CORRUGATED METAL PIPE (TYPE II) - 0' - 20' DEEP | l.f. | DRAN | 11
0686371.24 |  | 24'' ALUMINIZED CORRUGATED METAL PIPE (TYPE II) - 0' - 20' DEEP | l.f. | DRAN | 11
0686371.30 |  | 30'' ALUMINIZED CORRUGATED METAL PIPE (TYPE II) - 0' - 20' DEEP | l.f. | DRAN | 11
0686371.36 |  | 36'' ALUMINIZED CORRUGATED METAL PIPE (TYPE II) - 0' - 20' DEEP | l.f. | DRAN | 11
0686371.42 |  | 42'' ALUMINIZED CORRUGATED METAL PIPE (TYPE II) - 0' - 20' DEEP | l.f. | DRAN | 11
0686371.48 |  | 48'' ALUMINIZED CORRUGATED METAL PIPE (TYPE II) - 0' - 20' DEEP | l.f. | DRAN | 11
0686371.54 |  | 54'' ALUMINIZED CORRUGATED METAL PIPE (TYPE II) - 0' - 20' DEEP | l.f. | DRAN | 11
0686371.60 |  | 60'' ALUMINIZED CORRUGATED METAL PIPE (TYPE II) - 0' - 20' DEEP | l.f. | DRAN | 11
0686371.66 |  | 66'' ALUMINIZED CORRUGATED METAL PIPE (TYPE II) - 0' - 20' DEEP | l.f. | DRAN | 11
0686371.72 |  | 72'' ALUMINIZED CORRUGATED METAL PIPE (TYPE II) - 0' - 20' DEEP | l.f. | DRAN | 11
0686371.84 |  | 84'' ALUMINIZED CORRUGATED METAL PIPE (TYPE II) - 0' - 20' DEEP | l.f. | DRAN | 11
0686380 |  | 66" DIAMETER ALUMINIZED STEEL STRUCTURAL PIPE LINER | l.f. | STRS | 11
0686383 | 650.00 | 72" DIAMETER ALUMINIZED STEEL STRUCTURAL PIPE LINER | l.f. | DRAN | 11
0686400.12 |  | 12" CAST IRON PIPE | l.f. | DRAN | 11
0686500 |  | 11'-1" X 7'-0" CORRUGATED ALUMINUM STRUCTURAL PLATE PIPE ARCH | l.f. | DRAN | 11
0686501 | 1,500.00 | 10'-3" X 6'-9" CORRUGATED ALUMINUM STRUCTURAL PLATE PIPE ARCH | l.f. | DRAN | 11
0686510 |  | 87" X 63" CORRUGATED ALUMINUM PIPE ARCH | l.f. | DRAN | 11
0686600.08 | 1,850.00 | 8" STEEL PIPE - 0'-10' DEEP | l.f. | DRAN | 11
0686700.12 | 940.00 | 12'' REINFORCED CONCRETE DRAINAGE PIPE END | ea. | DRAN | 11
0686700.15 | 1,629.67 | 15'' REINFORCED CONCRETE DRAINAGE PIPE END | ea. | DRAN | 11
0686700.18 | 1,194.15 | 18'' REINFORCED CONCRETE DRAINAGE PIPE END | ea. | DRAN | 11
0686700.19 | 1,500.00 | 21'' REINFORCED CONCRETE DRAINAGE PIPE END | ea. | DRAN | 11
0686700.24 | 1,746.12 | 24'' REINFORCED CONCRETE DRAINAGE PIPE END | ea. | DRAN | 11
0686700.30 | 2,502.04 | 30'' REINFORCED CONCRETE DRAINAGE PIPE END | ea. | DRAN | 11
0686700.36 | 1,812.91 | 36'' REINFORCED CONCRETE DRAINAGE PIPE END | ea. | DRAN | 11
0686700.42 |  | 42'' REINFORCED CONCRETE DRAINAGE PIPE END | ea. | DRAN | 11
0686700.48 |  | 48'' REINFORCED CONCRETE DRAINAGE PIPE END | ea. | DRAN | 11
0686700.54 |  | 54'' REINFORCED CONCRETE DRAINAGE PIPE END | ea. | DRAN | 11
0686700.60 |  | 60'' REINFORCED CONCRETE DRAINAGE PIPE END | ea. | DRAN | 11
0686700.66 |  | 66'' REINFORCED CONCRETE DRAINAGE PIPE END | ea. | DRAN | 11
0686700.72 |  | 72'' REINFORCED CONCRETE DRAINAGE PIPE END | ea. | DRAN | 11
0686700.84 |  | 84'' REINFORCED CONCRETE DRAINAGE PIPE END | ea. | DRAN | 11
0686710.12 |  | 12'' METAL DRAINAGE PIPE END | ea. | DRAN | 11
0686710.15 | 1,510.67 | 15'' METAL DRAINAGE PIPE END | ea. | DRAN | 11
0686710.18 |  | 18'' METAL DRAINAGE PIPE END | ea. | DRAN | 11
0686710.24 |  | 24'' METAL DRAINAGE PIPE END | ea. | DRAN | 11
0686710.30 |  | 30'' METAL DRAINAGE PIPE END | ea. | DRAN | 11
0686710.36 |  | 36'' METAL DRAINAGE PIPE END | ea. | DRAN | 11
0686710.42 |  | 42'' METAL DRAINAGE PIPE END | ea. | DRAN | 11
0686710.48 |  | 48'' METAL DRAINAGE PIPE END | ea. | DRAN | 11
0686710.54 |  | 54'' METAL DRAINAGE PIPE END | ea. | DRAN | 11
0686710.60 |  | 60'' METAL DRAINAGE PIPE END | ea. | DRAN | 11
0686710.66 |  | 66'' METAL DRAINAGE PIPE END | ea. | DRAN | 11
0686710.72 | 12,000.00 | 72'' METAL DRAINAGE PIPE END | ea. | DRAN | 11
0686715.12 | 1,120.00 | 12'' HIGH DENSITY POLYETHYLENE PIPE END | ea. | DRAN | 11
0686715.15 | 607.00 | 15'' HIGH DENSITY POLYETHYLENE PIPE END | ea. | DRAN | 11
0686715.18 | 550.00 | 18'' HIGH DENSITY POLYETHYLENE PIPE END | ea. | DRAN | 11
0686715.24 | 2,000.00 | 24'' HIGH DENSITY POLYETHYLENE PIPE END | ea. | DRAN | 11
0686720.15 | 70.00 | 15" HIGH DENSITY POLYETHYLENE PIPE ELBOW - 0' -10' DEEP | l.f. | DRAN | 11
0686720.18 |  | 18" HIGH DENSITY POLYETHYLENE PIPE ELBOW - 0' -10' DEEP | l.f. | DRAN | 11
0686720.24 |  | 24" HIGH DENSITY POLYETHYLENE PIPE ELBOW - 0' -10' DEEP | l.f. | DRAN | 11
0686750 |  | 15'' X 21" METAL DRAINAGE PIPE END | ea. | DRAN | 11
0686751 |  | 21'' X 15" METAL DRAINAGE PIPE END | ea. | DRAN | 11
0686752 |  | 24'' X 18" METAL DRAINAGE PIPE END | ea. | DRAN | 11
0686753 |  | 29'' X 18" METAL DRAINAGE PIPE END | ea. | DRAN | 11
0686754 |  | 33'' X 49" METAL DRAINAGE PIPE END | ea. | DRAN | 11
0686755 |  | 42'' X 29" METAL DRAINAGE PIPE END | ea. | DRAN | 11
0686860.12 |  | 12'' SLOTTED DRAIN PIPE | l.f. | DRAN | 11
0686900 | 1,104.84 | CONCRETE PIPE CONNECTION | ea. | DRAN | 11
0686901 |  | SLIDE GATE AND APPURTENANCES | LS | FENC | 11
0686902 |  | FLAP GATE | ea. | DRAN | 11
0686950.10 | 47.71 | REMOVE EXISTING PIPE - 0' - 10' DEEP | l.f. | DRAN | 11
0686950.20 | 177.07 | REMOVE EXISTING PIPE - 0' - 20' DEEP | l.f. | DRAN | 11
0686950.30 | 147.00 | REMOVE EXISTING PIPE - OVER 20' DEEP | l.f. | DRAN | 11
0686951 | 74.68 | CULVERT JOINT REPAIR AND SEALING | l.f. | STRC | 11
0686952 | 27.15 | POLYURETHANE FOAM | lb. | STRC | 11
0686953 | 1.00 | REPAIR EXISTING CULVERT (ESTIMATED COST) | est. | DRAN | 11
0701003 |  | STRUCTURAL TIMBER | MFB | STRT | 11
0701020 |  | FENDER SYSTEM | LS | STRC | 11
0701025 |  | 3 PILE DOLPHIN | ea. | STRC | 11
0701026 |  | FIBER REINFORCED POLYMER COMPOSITE MARINE LUMBER | l.f. | STRT | 11
0701040 |  | TIMBER BRIDGE TIES | l.f. | STRT | 11
0701051 |  | TIMBER DECK | s.f. | STRT | 11
0701099 |  | FURNISHING DRILLED SHAFT DRILLING EQUIPMENT | LS | INCD | 11
0701108 |  | TIMBER BRIDGE SUPERSTRUCTURE | LS | STRT | 11
0701111 |  | FENDER SYSTEM (PIER 11) | LS | STRC | 11
0701112 |  | FENDER SYSTEM (PIER 12) | LS | STRC | 11
0701113 |  | FENDER SYSTEM (PIER 13) | LS | STRC | 11
0701114 |  | FENDER SYSTEM (PIER 14) | LS | STRC | 11
0701115 |  | FENDER SYSTEM (PIER 15) | LS | STRC | 11
0701116 |  | FENDER SYSTEM (PIER 16) | LS | STRC | 11
0701190 |  | OBSTRUCTIONS | hr | INCD | 11
0701191 |  | EXPLORATION TEST BORING | l.f. | STRC | 11
0701192 |  | ACCESS TUBES | l.f. | STRC | 11
0701193 | 22,520.00 | SUBSURFACE EXPLORATIONS | ea. | ERTH | 11
0701200 |  | DRILLED SHAFT (2.0' DIAMETER) | l.f. | INCD | 11
0701201 |  | DRILLED SHAFT (3.0' DIAMETER) | l.f. | INCD | 11
0701203 |  | DRILLED SHAFT (4.0' DIAMETER) | l.f. | INCD | 11
0701205 |  | DRILLED SHAFT (5.0' DIAMETER) | l.f. | INCD | 11
0701207 |  | DRILLED SHAFT (6.0' DIAMETER) | l.f. | INCD | 11
0701209 |  | DRILLED SHAFT (7.0' DIAMETER) | l.f. | INCD | 11
0701211 |  | DRILLED SHAFT (8.0' DIAMETER) | l.f. | INCD | 11
0701213 |  | DRILLED SHAFT (9.0' DIAMETER) | l.f. | INCD | 11
0701215 |  | DRILLED SHAFT (10.0' DIAMETER) | l.f. | INCD | 11
0701217 |  | DRILLED SHAFT (12.0' DIAMETER) | l.f. | INCD | 11
0701230 |  | DRILLED SHAFT EARTH EXCAVATION (2.0' DIAMETER) | l.f. | INCD | 11
0701231 |  | DRILLED SHAFT EARTH EXCAVATION (3.0' DIAMETER) | l.f. | INCD | 11
0701233 |  | DRILLED SHAFT EARTH EXCAVATION (4.0' DIAMETER) | l.f. | INCD | 11
0701235 |  | DRILLED SHAFT EARTH EXCAVATION (5.0' DIAMETER) | l.f. | INCD | 11
0701237 |  | DRILLED SHAFT EARTH EXCAVATION (6.0' DIAMETER) | l.f. | INCD | 11
0701239 |  | DRILLED SHAFT EARTH EXCAVATION (7.0' DIAMETER) | l.f. | INCD | 11
0701241 |  | DRILLED SHAFT EARTH EXCAVATION (8.0' DIAMETER) | l.f. | INCD | 11
0701243 |  | DRILLED SHAFT EARTH EXCAVATION (9.0' DIAMETER) | l.f. | INCD | 11
0701245 |  | DRILLED SHAFT EARTH EXCAVATION (10.0' DIAMETER) | l.f. | INCD | 11
0701260 |  | DRILLED SHAFT ROCK EXCAVATION (2.0' DIAMETER) | l.f. | INCD | 11
0701261 |  | DRILLED SHAFT ROCK EXCAVATION (2.5 FT) | l.f. | INCD | 11
0701263 |  | DRILLED SHAFT ROCK EXCAVATION (3.5 FT) | l.f. | INCD | 11
0701264 |  | DRILLED SHAFT ROCK EXCAVATION (4.0 FT) | l.f. | INCD | 11
0701265 |  | DRILLED SHAFT ROCK EXCAVATION (4.5 FT) | l.f. | INCD | 11
0701267 |  | DRILLED SHAFT ROCK EXCAVATION (5.5 FT) | l.f. | INCD | 11
0701269 |  | DRILLED SHAFT ROCK EXCAVATION (6.5 FT) | l.f. | INCD | 11
0701271 |  | DRILLED SHAFT ROCK EXCAVATION (7.5 FT) | l.f. | INCD | 11
0701273 |  | DRILLED SHAFT ROCK EXCAVATION (8.5 FT) | l.f. | INCD | 11
0701275 |  | DRILLED SHAFT ROCK EXCAVATION (9.5 FT) | l.f. | INCD | 11
0701276 |  | DRILLED SHAFT ROCK EXCAVATION (3.5' DIAMETER) | est. | INCD | 11
0701277 |  | DRILLED SHAFT ROCK EXCAVATION (4.5' DIAMETER) | est. | INCD | 11
0701281 |  | DRILLED SHAFT ROCK SOCKET (11.5 FT) | l.f. | INCD | 11
0701301 |  | TRIAL DRILLED SHAFT (3.0' DIAMETER) | l.f. | STRC | 11
0701303 |  | TRIAL DRILLED SHAFT (4' DIAMETER) | l.f. | STRC | 11
0701305 |  | TRIAL DRILLED SHAFT (5' DIAMETER) | l.f. | STRC | 11
0701307 |  | TRIAL DRILLED SHAFT (6' DIAMETER) | l.f. | STRC | 11
0701309 |  | TRIAL DRILLED SHAFT (7' DIAMETER) | l.f. | STRC | 11
0701311 |  | TRIAL DRILLED SHAFT (8' DIAMETER) | l.f. | STRC | 11
0701313 |  | TRIAL DRILLED SHAFT (9' DIAMETER) | l.f. | STRC | 11
0701315 |  | TRIAL DRILLED SHAFT (10' DIAMETER) | l.f. | STRC | 11
0701330 |  | PERMANENT CASING (2.0' DIAMETER) | l.f. | STRC | 11
0701331 |  | PERMANENT CASING (3.0' DIAMETER) | l.f. | STRC | 11
0701333 |  | PERMANENT CASING (4.0' DIAMETER) | l.f. | STRC | 11
0701335 |  | PERMANENT CASING (5.0' DIAMETER) | l.f. | STRC | 11
0701337 |  | PERMANENT CASING (6.0' DIAMETER) | l.f. | STRC | 11
0701339 |  | PERMANENT CASING (7.0' DIAMETER) | l.f. | STRC | 11
0701341 |  | PERMANENT CASING (8.0' DIAMETER) | l.f. | STRC | 11
0701343 |  | PERMANENT CASING (9.0' DIAMETER) | l.f. | STRC | 11
0701345 |  | PERMANENT CASING (10.0' DIAMETER) | l.f. | STRC | 11
0701347 |  | PERMANENT CASING (12.0' DIAMETER) | l.f. | STRC | 11
0702000 |  | FURNISHING TIMBER PILES | l.f. | STRT | 11
0702001 | 950,000.00 | FENDER REPAIR | LS | STRC | 11
0702005 |  | FURNISHING TREATED TIMBER PILES (35' LONG) | l.f. | STRT | 11
0702007 |  | FURNISHING TREATED TIMBER PILES (50' LONG) | l.f. | STRT | 11
0702009 |  | FURNISHING TREATED TIMBER PILES (60' LONG) | l.f. | STRT | 11
0702010 |  | FURNISHING TREATED TIMBER PILES (65' LONG) | l.f. | STRT | 11
0702012 |  | FURNISHING TREATED TIMBER PILES (43' LONG) | l.f. | STRT | 11
0702013 |  | FURNISHING TREATED TIMBER PILES (44' LONG) | l.f. | STRT | 11
0702014 |  | FURNISHING TREATED TIMBER PILES (48' LONG) | l.f. | STRT | 11
0702015 |  | FURNISHING TIMBER PILES (30'LONG) | l.f. | STRT | 11
0702016 |  | FURNISHING TIMBER PILES (40' LONG) | l.f. | STRT | 11
0702020 |  | DELIVERY OF TIMBER PILES | LS | STRT | 11
0702022 |  | CUTTING EXISTING TIMBER PILES | ea. | STRT | 11
0702024 |  | AUGER PRESSURE GROUTED (APG) PILES | l.f. | STRC | 11
0702029 | 350.00 | MICROPILE LENGTH ADJUSTMENT | l.f. | STRC | 11
0702040 |  | TEST PILE (STEEL HP 14 X 89 - 150' LONG) | ea. | STRS | 11
0702048 |  | OBSTRUCTIONS | hr | INCD | 11
0702050 |  | DRIVING TIMBER PILES | l.f. | STRT | 11
0702051 |  | SPLICING TIMBER PILES | ea. | STRT | 11
0702052 |  | POINT REINFORCEMENT FOR TIMBER PILES | ea. | STRT | 11
0702053 |  | DRILLED SHAFT OBSTRUCTION REMOVAL | est. | STRC | 11
0702056 |  | FURNISHING DRILLED SHAFT DRILLING EQUIPMENT (SITE 2) | LS | INCD | 11
0702057 |  | FURNISHING DRILLED SHAFT DRILLING EQUIPMENT (SITE 3) | LS | INCD | 11
0702058 |  | TRIAL DRILLED SHAFT | LS | STRC | 11
0702062 |  | FURNISHING DRILLED SHAFT DRILLING EQUIPMENT | LS | INCD | 11
0702063 |  | DRILLED SHAFT (4.0' DIAMETER) | l.f. | STRC | 11
0702064 |  | DRILLED SHAFT (10.0' DIAMETER) | l.f. | STRC | 11
0702065 |  | TRIAL DRILLED SHAFT (4.0' DIAMETER) | l.f. | STRC | 11
0702066 |  | TRIAL DRILLED SHAFT (10.0' DIAMETER) | l.f. | STRC | 11
0702069 |  | DRILLED SHAFT (30" DIAMETER) | l.f. | STRS | 11
0702070 |  | TREATMENT OF PILE HEADS | ea. | STRC | 11
0702071 |  | DRILLED SHAFT (2.5 FT) | l.f. | STRC | 11
0702072 |  | DRILLED SHAFT ROCK EXCAVATION (2.5 FT) | l.f. | STRC | 11
0702073 |  | DRILLED SHAFT EARTH EXCAVATION (2.5 FT) | l.f. | STRC | 11
0702074 |  | PERMANENT CASING (2.5 FT) | l.f. | STRC | 11
0702075 | 275.00 | POINT REINFORCEMENT FOR CAST-IN- PLACE CONCRETE PILES | ea. | TBD | 11
0702076 |  | DRILLED SHAFT (3.5' DIAMETER) | l.f. | TBD | 11
0702077 |  | DRILLED SHAFT EARTH EXCAVATION (3.5' DIAMETER) | l.f. | TBD | 11
0702078 |  | DRILLED SHAFT ROCK EXCAVATION (3' DIAMETER) | l.f. | TBD | 11
0702079 |  | BITUMEN COATING FOR CONCRETE PILES | s.y. | STRC | 11
0702080 |  | COAL TAR EPOXY COATING OF PILES | l.f. | PANT | 11
0702081 |  | BITUMINOUS COATING FOR STEEL PILES | l.f. | STRS | 11
0702084 |  | PULLING EXISTING STEEL PILES | ea. | STRS | 11
0702086 | 3,500.00 | DRILLED SHAFT ROCK EXCAVATON (4.5' DIA.) | l.f. | ERTH | 11
0702088 |  | TRIAL DRILLED SHAFT (2.5' DIAMETER) | l.f. | STRC | 11
0702089 |  | TRIAL DRILLED SHAFT (3.0' DIAMETER) | l.f. | STRC | 11
0702090 |  | DRILLED SHAFT (3.0' DIAMETER) | l.f. | STRC | 11
0702091 |  | DRILLED SHAFT EARTH EXCAVATION (3.0' DIAMETER) | l.f. | TBD | 11
0702101 | 0.78 | FURNISHING STEEL PILES | lb. | STRS | 11
0702102 |  | HELICAL PILES | l.f. | STRS | 11
0702103 |  | FURNISHING OF HELICAL PILE CAPS | ea. | STRS | 11
0702104 |  | VERIFICATION TEST FOR HELICAL PILES | ea. | STRS | 11
0702107 |  | PRE-AUGER HOLES THUR ABANDONED SEWER | ea. | STRC | 11
0702109 |  | PRE-AUGERING OF PILES | l.f. | STRC | 11
0702110 | 210.00 | CUTTING EXISTING STEEL PILES | ea. | STRS | 11
0702111 | 138.67 | DRIVING STEEL PILES | l.f. | STRS | 11
0702115 | 1.00 | SPLICING STEEL PILES | ea. | STRS | 11
0702120 | 247.14 | POINT REINFORCEMENT FOR STEEL PILES | ea. | STRS | 11
0702209 |  | TEST PILE (STEEL HP 12 X 72 - 155' LONG) | ea. | STRS | 11
0702214 |  | TEST PILE (STEEL HP 12 X 84 - 50' LONG) | ea. | STRS | 11
0702215 |  | TEST PILE (STEEL HP 12 X 84 - 60' LONG) | ea. | STRS | 11
0702216 |  | TEST PILE (STEEL HP 12 X 84 - 65' LONG) | ea. | STRS | 11
0702287 |  | TEST PILE (STEEL HP 14 X 117 - 145' LONG) | ea. | STRS | 11
0702288 |  | TEST PILE (STEEL HP 14 X 117 - 150' LONG) | ea. | STRS | 11
0702291 |  | TEST PILE (STEEL HP 14 X 117 - 30' LONG) | ea. | STRS | 11
0702292 |  | TEST PILE (STEEL HP 14 X 117 - 50' LONG) | ea. | STRS | 11
0702293 | 15,000.00 | TEST PILE (STEEL HP 14 X 117 - 40' LONG) | ea. | STRS | 11
0702294 | 15,000.00 | TEST PILE (STEEL HP 14 X 117 - 45' LONG) | ea. | STRS | 11
0702312 |  | TEST PILE (STEEL HP 12X74 -60' LONG) | ea. | STRS | 11
0702323 |  | TEST PILE (STEEL HP 12X74 -40' LONG) | ea. | STRS | 11
0702324 |  | TEST PILE (STEEL HP 12 X 74 - 65' LONG) | ea. | STRS | 11
0702325 |  | TEST PILE (STEEL HP 12 X 74 - 95' LONG) | ea. | STRS | 11
0702326 |  | TEST PILE (STEEL HP 12 X 74 - 108' LONG) | ea. | STRS | 11
0702331 |  | TEST PILE (STEEL HP 12 X 74 - 155' LONG) | ea. | STRS | 11
0702332 |  | TEST PILE (STEEL HP 12 X 74 - 160' LONG) | ea. | STRS | 11
0702335 |  | TEST PILE (STEEL HP 12 X 74 - 50' LONG) | ea. | STRS | 11
0702336 |  | TEST PILE (STEEL HP 12 X 84 - 40' LONG) | ea. | STRS | 11
0702337 |  | TEST PILE (STEEL HP 12 X 84 - 45' LONG) | ea. | STRS | 11
0702338 |  | TEST PILE (STEEL HP 12 X 84 - 62' LONG) | ea. | STRS | 11
0702339 |  | TEST PILE (STEEL HP 12 X 84 - 75' LONG) | ea. | STRS | 11
0702340 |  | TEST PILE (STEEL HP 12 X 84 - 80' LONG) | ea. | STRS | 11
0702341 |  | TEST PILE (STEEL HP 12 X 84 - 90' LONG) | ea. | STRS | 11
0702345 |  | TEST PILE (STEEL HP 12 X 84 - 85' LONG) | ea. | STRS | 11
0702352 |  | FURNISHING 14" SQUARE PRESTRESSED CONCRETE PILES (PRETENSIONED) | lb. | STRC | 11
0702355 |  | FURNISH 16" PRESTRESSED CONCRETE PILES | l.f. | STRC | 11
0702356 |  | FURNISH 18" PRESTRESSED CONCRETE PILES | l.f. | STRC | 11
0702358 |  | TEMPORARY CASING (2') | l.f. | STRS | 11
0702396 |  | DRIVING PRESTRESSED CONCRETE PILES | l.f. | STRC | 11
0702429 |  | TEST PILE (14'' SQUARE PRESTRESSED CONCRETE PILES - PRETENSIONED - | ea. | STRC | 11
0702430 |  | SPLICING PRESTRESSED CONCRETE PILES | ea. | STRC | 11
0702431 |  | TEST PILE (16" SQUARE PRESTRESSED CONCRETE) | ea. | STRC | 11
0702432 |  | TEST PILE (18'' SQUARE PRESTRESSED CONCRETE PILES - PRETENSIONED - | ea. | STRC | 11
0702490 |  | TRIAL DRILLED SHAFT (SITE NO. 3) | LS | STRC | 11
0702500 |  | DRILLED PILE FOUNDATIONS | l.f. | STRC | 11
0702501 |  | CAST-IN-PLACE CONCRETE PILES | l.f. | STRC | 11
0702502 | 28.00 | DRIVING CAST-IN-PLACE CONCRETE PILES | l.f. | STRC | 11
0702503 | 42.00 | FURNISHING CAST-IN-PLACE CONCRETE PILES | l.f. | STRC | 11
0702504 |  | REMOVE EXISTING CONCRETE PILES | ea. | STRC | 11
0702505 |  | CAST-IN-PLACE CONCRETE PILES (DRIVEN) | l.f. | STRC | 11
0702506 |  | CAST-IN-PLACE CONCRETE PILES (DRILLED) | l.f. | STRC | 11
0702507 |  | CUTTING EXISTING CONCRETE PILES | ea. | STRC | 11
0702520 |  | TEST PILE(CAST-IN-PLACE CONCRETE 25' LONG) | ea. | STRC | 11
0702522 |  | TEST PILE (CAST IN PLACE CONCRETE - 20' LONG | ea. | STRC | 11
0702524 |  | TEST PILE(CAST-IN-PLACE CONCRETE 36' LONG) | ea. | STRC | 11
0702529 |  | TEST PILE(CAST-IN-PLACE CONCRETE 54' LONG) | ea. | STRC | 11
0702540 |  | FURNISH AND INSTALL TIMBER WALER - 6" X 12" | l.f. | STRT | 11
0702541 |  | FURNISH AND INSTALL TIMBER WALER - 10" X 12" | l.f. | STRT | 11
0702542 |  | FURNISH AND INSTALL TIMBER WALER - 12" X 12" | l.f. | STRT | 11
0702543 |  | FURNISH AND INSTALL TIMBER STRAKE - 4" X 8" X 8' | ea. | STRT | 11
0702544 |  | FURNISH AND INSTALL TIMBER PILE COVER | ea. | STRT | 11
0702545 |  | FURNISH AND INSTALL UHMW WEARING PLATES | s.f. | STRT | 11
0702546 |  | FURNISH AND INSTALL UHMW RUB STRIP | ea. | STRT | 11
0702547 |  | FURNISH AND INSTALL RUBBER D-FENDER | ea. | STRT | 11
0702548 |  | REMOVE, STORE, AND RESET RUBBER D-FENDER | ea. | STRT | 11
0702549 |  | REMOVE, STORE, AND RESET UHMW WEARING PLATE | s.f. | STRT | 11
0702550 |  | TEST PILE(CAST-IN-PLACE CONCRETE 35' LONG) | ea. | STRC | 11
0702551 |  | SPLICING CAST-IN-PLACE CONCRETE PILES | ea. | STRC | 11
0702552 |  | REMOVE, STORE, AND RESET LADDER | ea. | STRT | 11
0702553 |  | TEST PILE (CAST-IN PLACE CONCRETE PILE - 30' LONG) | ea. | TBD | 11
0702555 |  | TEST PILE (CAST IN PLACE CONCRETE 50' LONG) | ea. | STRC | 11
0702556 |  | TEST PILE (CAST IN PLACE CONCRETE 55' LONG) | ea. | STRC | 11
0702557 |  | TEST PILE (CAST-IN-PLACE CONCRETE 60' LONG) | ea. | STRC | 11
0702558 |  | TEST PILE(CAST-IN-PLACE CONCRETE 65' LONG) | ea. | STRC | 11
0702560 |  | TEST PILE(CAST-IN-PLACE CONCRETE 75' LONG) | ea. | STRC | 11
0702561 |  | TEST PILE(CAST-IN-PLACE CONCRETE 80' LONG) | ea. | STRC | 11
0702562 |  | TEST PILE(CAST-IN-PLACE CONCRETE 85' LONG) | ea. | STRC | 11
0702563 | 6,000.00 | TEST PILE (CAST-IN-PLACE CONCRETE 90' LONG) | ea. | STRC | 11
0702564 |  | TREATED TIMBER TEST PILE (56 FT LONG) | ea. | STRT | 11
0702569 |  | TREATED TIMBER TEST PILE (66 FT LONG) | ea. | STRT | 11
0702570 |  | TREATED TIMBER TEST PILE (79 FT LONG) | ea. | STRT | 11
0702571 |  | TREATED TIMBER TEST PILE (89 FT LONG) | ea. | STRT | 11
0702572 |  | TREATED TIMBER TEST PILE (102 FT LONG) | ea. | STRT | 11
0702573 |  | TREATED TIMBER TEST PILE (112 FT. LONG) | ea. | STRT | 11
0702577 |  | TEST PILE(CAST-IN-PLACE CONCRETE 95' LONG) | ea. | STRC | 11
0702586 |  | TEST PILE (STEEL HP 10X42 - 25'LONG) | ea. | STRS | 11
0702610 |  | TEST PILE (STEEL HP 10 X 57 - 20' LONG) | ea. | STRS | 11
0702611 |  | TEST PILE (STEEL HP 10 X 57 - 25' LONG) | ea. | STRS | 11
0702612 |  | TEST PILE (STEEL HP 10 X 57 - 30' LONG) | ea. | STRS | 11
0702613 |  | TEST PILE(STEEL HP 10 X 57 - 35' LONG) | ea. | STRS | 11
0702614 |  | TEST PILE (STEEL HP 10 X 57 - 40' LONG) | ea. | STRS | 11
0702624 |  | TEST PILE(STEEL HP 10 X 57 - 90' LONG) | ea. | STRS | 11
0702638 |  | TEST PILE (STEEL HP 12 X 53 - 70' LONG) | ea. | STRS | 11
0702641 |  | TEST PILE (STEEL HP 12 X 53 - 40' LONG) | ea. | STRS | 11
0702644 |  | TEST PILE (STEEL HP 12 X 53 - 55' LONG) | ea. | STRS | 11
0702648 |  | TEST PILE (STEEL HP 12 X 53 - 75' LONG) | ea. | STRS | 11
0702655 |  | TEST PILE (STEEL HP 12 X 53 - 108' LONG) | ea. | STRS | 11
0702662 |  | TEST PILE (STEEL HP 12 X 74 - 36' LONG) | ea. | STRS | 11
0702665 |  | TEST PILE (STEEL HP 12 X 53 - 165' LONG) | ea. | STRS | 11
0702668 |  | TEST PILE (STEEL HP 12 X 74 - 165' LONG) | ea. | STRS | 11
0702672 |  | TEST PILE (STEEL HP 12 X 74 - 25' LONG) | ea. | STRS | 11
0702674 |  | TEST PILE (STEEL HP 12 X 63 -97' LONG) | ea. | STRS | 11
0702677 |  | TEST PILE (STEEL HP 12 X 74 - 30' LONG) | ea. | STRS | 11
0702678 |  | TEST PILE (STEEL HP 12 X 74 - 35' LONG) | ea. | STRS | 11
0702680 |  | TEST PILE (STEEL HP 12X74 - 52' LONG) | ea. | STRS | 11
0702683 |  | STEEL TEST PILES (HP 12X110-26') 52' LONG) | ea. | STRS | 11
0702693 |  | TEST PILE ( STEEL HP 14X73- 75' LONG ) | ea. | STRS | 11
0702694 |  | TEST PILE ( STEEL HP 14X73- 85' LONG ) | ea. | STRS | 11
0702700 |  | TEST PILE (STEEL HP 14 X 73 - 45' LONG) | ea. | STRS | 11
0702701 |  | TEST PILE (STEEL HP 14 X 73 - 55' LONG) | ea. | STRS | 11
0702702 |  | TEST PILE (STEEL HP 14 X 108 - 51' LONG) | ea. | STRS | 11
0702705 |  | TEST PILE-STEEL HP14X108X95'LONG 45' LONG) | ea. | STRS | 11
0702707 |  | TEST PILE (STEEL HP 14 X 73 - 100' LONG) | ea. | STRS | 11
0702709 |  | TEST PILE (STEEL HP 14 X 73 - 40' LONG) | ea. | STRS | 11
0702718 |  | TEST PILE (STEEL HP 14 X 73 - 150' LONG) | ea. | STRS | 11
0702723 |  | TEST PILE (STEEL HP 14 X 89 - 50' LONG) | ea. | STRS | 11
0702725 | 6,000.00 | TEST PILE (STEEL HP 14 X 89 - 70' LONG) | ea. | STRS | 11
0702726 |  | TEST PILE (STEEL HP 14 X 89 - 75' LONG) | ea. | STRS | 11
0702729 |  | TEST PILE (STEEL HP 14 X 89 - 90' LONG) | ea. | STRS | 11
0702730 |  | TEST PILE (STEEL HP 14 X 89 - 95' LONG) | ea. | STRS | 11
0702731 |  | TEST PILE (STEEL HP 14 X 89 - 110' LONG) | ea. | STRS | 11
0702744 |  | TEST PILE (STEEL HP 14 X 73 - 53' LONG) | ea. | STRS | 11
0702746 |  | TEST PILE (STEEL HP 14 X 73 - 25' LONG) | ea. | STRS | 11
0702755 |  | TEST PILE (STEEL HP 14 X 102 - 65' LONG) | ea. | STRS | 11
0702756 |  | TEST PILE (STEEL HP 14 X 102 - 72' LONG) | ea. | STRS | 11
0702758 |  | TEST PILE (STEEL HP 14 X 102 - 200' LONG) | ea. | STRS | 11
0702759 |  | TEST PILE (STEEL HP 16 X 162 - 105' LONG) | ea. | STRS | 11
0702768 |  | STATNAMIC AXIAL LOAD TESTING OF DRILLED SHAFT | ea. | STRC | 11
0702769 |  | SHAFT INSPECTION DEVICE | ea. | STRC | 11
0702770 |  | OSTERBERG CELL LOAD TESTING OF DRILLED SHAFT | ea. | STRC | 11
0702771 |  | INTEGRITY TESTING-REFLECTION | ea. | STRC | 11
0702772 |  | INTEGRITY TESTING - CROSS HOLE | ea. | STRC | 11
0702773 |  | ACCESS TUBES FOR CROSS HOLE INTEGRITY TESTING | ea. | STRC | 11
0702774 |  | ACCESS TUBES | l.f. | STRC | 11
0702784 |  | TEST PILE (STEEL HP 12 X 74 - 68' LONG) | ea. | STRS | 11
0702789 |  | TEST PILE (STEEL HP 14 X 117 - 135' LONG) | ea. | STRS | 11
0702790 |  | TEST PILE (STEEL HP 14 X 117 - 165' LONG) | ea. | STRS | 11
0702793 |  | SOLDIER PILE AND LAGGING WALL | s.f. | STRS | 11
0702794 |  | SOLDIER PILE AND LAGGING (RAILROAD) | s.f. | STRC | 11
0702795 | 1,930,000.00 | PERMANENT SOLDIER PILE WALL WITH LAGGING | LS | STRC | 11
0702796 |  | PILE DRIVING ANALYSIS (P.D.A.) TESTING - PRESTRESSED CONCRETE PILE | ea. | STRC | 11
0702797 | 5,333.33 | DYNAMIC PILE DRIVING ANALYSIS (P.D.A.) TEST | ea. | STRC | 11
0702798 |  | PILE TESTS | ea. | STRC | 11
0702799 |  | TEMP. SOLDIER PILES & LAGGING | LS | STRC | 11
0702801 |  | PILE LOADING TEST | ea. | STRC | 11
0702809 |  | TEMPORARY SOLDIER PILES AND LAGGING (RAILROAD) | l.f. | STRC | 11
0702816 |  | STEEL TEST PILE (HP 12"X110- 105'LONG) | ea. | STRS | 11
0702817 |  | STEEL TEST PILE (HP 12"X110- 121'LONG) | ea. | STRS | 11
0702818 |  | STEEL TEST PILE (HP 12"X110- 138' LONG) | ea. | STRS | 11
0702819 |  | STEEL TEST PILE (HP 12"X110- 82' LONG) | ea. | STRS | 11
0702820 |  | DYNAMIC PILE DRIVING ANALYSIS (P.D.A.) TEST | ea. | STRC | 11
0702821 |  | PILE LOADING TEST (18''OCTAGONAL PRESTRESSED CONCRETE) (PRETENSIONED) | ea. | STRC | 11
0702833 |  | DRILLED SHAFT ROCK SOCKET (6.5' DIAMETER) | l.f. | STRC | 11
0702834 |  | DRILL ROCK SOCKET FOR 60" DIAMETER CAISSON | l.f. | STRC | 11
0702835 |  | FURNISH AND INSTALL 8'DRILLED SHAFT | l.f. | STRC | 11
0702836 |  | FURNISH AND INSTALL 5' DIAMETER STEEL CAISSON | l.f. | STRC | 11
0702837 |  | DRILLED ROCK SOCKET FOR 8' DIAMETER DRILLED SHAFT | l.f. | STRC | 11
0702841 |  | FURNISH AND INSTALL 80'' DIAMETER DRILLED SHAFTS | l.f. | STRC | 11
0702842 |  | DRILL ROCK SOCKET FOR 80'' DIAMETER DRILLED SHAFT | l.f. | STRC | 11
0702843 |  | FURNISH AND INSTALL 42" DIAMETER DRILLED SHAFT | l.f. | STRC | 11
0702844 |  | DRILL ROCK SOCKET FOR 42" DIAMETER DRILLED SHAFT | l.f. | STRC | 11
0702845 |  | FURNISH AND INSTALL 48" DIAMETER DRILLED SHAFT | l.f. | STRC | 11
0702846 |  | DRILL ROCK SOCKET FOR 48" DIAMETER DRILLED SHAFT | l.f. | STRC | 11
0702847 |  | FURNISH AND INSTALL 108" DIAMETER DRILLED SHAFT | l.f. | STRC | 11
0702848 |  | DRILL ROCK SOCKET FOR 108" DIAMETER DRILLED SHAFT | l.f. | STRC | 11
0702849 |  | DRILL ROCK SOCKET FOR 120" DIAMETER DRILLED SHAFT | l.f. | STRC | 11
0702851 |  | FURNISH AND INSTALL 132" DIAMETER DRILLED SHAFT | l.f. | STRC | 11
0702852 |  | DRILL ROCK SOCKET FOR 132" DIAMETER DRILLED SHAFT | l.f. | STRC | 11
0702853 |  | FURNISH AND INSTALL 120" DIAMETER DRILLED SHAFT | l.f. | STRC | 11
0702860 | 3,100.00 | DRILLED SHAFT ROCK EXCAVATION (3.5' DIAMETER) | l.f. | STRC | 11
0702861 |  | DRILLED SHAFT ROCK EXCAVATION (9.5' DIAMETER) | l.f. | STRC | 11
0702863 |  | DRILLED SHAFT ROCK EXCAVATION (30" DIAMETER) | l.f. | ERTH | 11
0702871 |  | REMOVAL OF FENDER SYSTEM(PIER11) | LS | STRC | 11
0702872 |  | REMOVAL OF FENDER SYSTEM(PIER12) | LS | STRC | 11
0702873 |  | REMOVAL OF FENDER SYSTEM(PIER13) | LS | STRC | 11
0702874 |  | REMOVAL OF FENDER SYSTEM(PIER14) | LS | STRC | 11
0702875 |  | REMOVAL OF FENDER SYSTEM(PIER15) | LS | STRC | 11
0702876 |  | REMOVAL OF FENDER SYSTEM(PIER16) | LS | STRC | 11
0702880 |  | DRILLED SHAFT EARTH EXCAVATION (4.0' DIAMETER) | l.f. | ERTH | 11
0702881 |  | DRILLED SHAFT EARTH EXCAVATION (10.0' DIAMETER) | l.f. | ERTH | 11
0702882 |  | DRILLED SHAFT EARTH EXCAVATION (18" DIAMETER) | l.f. | ERTH | 11
0702887 |  | EXPLORATION TEST BORINGS | l.f. | STRC | 11
0702888 |  | REMOVAL OF WOOD PILES | ea. | STRT | 11
0702893 | 686.82 | REMOVAL OF EXISTING STEEL PILES | ea. | STRS | 11
0702896 |  | REMOVAL OF EXISTING TIMBER PILES | ea. | STRT | 11
0702922 |  | PERMANENT CASING (4.0' DIAMETER) | l.f. | STRC | 11
0702923 |  | PERMANENT CASING (10.0' DIAMETER) | l.f. | STRC | 11
0702926 |  | DRILL 54" DIAMETER ROCK SOCKET FOR TUBULAR ARCH SIGN SUPPORT FOUNDATION | l.f. | STRC | 11
0702929 |  | DRILL ROCK SOCKET FOR PILE FOUNDATIONS | l.f. | STRC | 11
0702932 |  | CAISSONS | ea. | STRC | 11
0702933 |  | CAISSONS | l.f. | STRC | 11
0702935 |  | FURNISH AND INSTALL 8'DIAMETER DRILLED SHAFT | l.f. | STRC | 11
0702936 |  | DRILL ROCK SOCKET FOR 8'DIAMETER DRILLED SHAFT LIMITED CLEARANCE | l.f. | STRC | 11
0702937 |  | FURNISH AND INSTALL 8'DIAMETER STEEL CAISSON | l.f. | STRC | 11
0702938 |  | DRILL ROCK SOCKET FOR 8'DIAMETER CAISSON | l.f. | STRC | 11
0702945 |  | TEST PILE (STEEL PP 24'' X 1/2'' - 100' LONG) | ea. | STRS | 11
0702947 |  | TEST PILE (STEEL PP 12.75" X 0.375" - 85' LONG) | ea. | STRS | 11
0702948 |  | TEST PILE (STEEL PP - 25' LONG) | ea. | STRS | 11
0702949 |  | TEST PILE (STEEL PP - 30' LONG) | ea. | STRS | 11
0702950 |  | TEST PILE (STEEL PP - 35' LONG) | ea. | STRS | 11
0702952 |  | MATERIALS FOR PERMANENT STEEL CASINGS (SITE NO. 2) (ESTIMATED COST) | est. | STRC | 11
0702953 |  | MATERIALS FOR PERMANENT STEEL CASINGS (SITE NO. 3) (ESTIMATED COST) | est. | STRC | 11
0702970 |  | MATERIALS FOR STEEL FOUNDATION ELEMENTS | est. | STRC | 11
0702993 |  | CONCRETE PILES 1. (DRIVEN) (CAST-IN-PLACE) - THE CONTRACTOR MUST BASE THE BID ON ONLY ONE ALTERNATE IN THE SET. | LS | STRC | 11
0702993-02 |  | CONCRETE PILES 2. (DRIVEN) (PRESTRESSED) - THE CONTRACTOR MUST BASE THE BID ON ONLY ONE ALTERNATE IN THE SET. | LS | STRC | 11
0702994 |  | CONCRETE PILES (DRIVEN) | LS | STRC | 11
0702995 |  | FIBER REINFORCED POLYNER COMPOSITE PILES | l.f. | STRC | 11
0702996 |  | FIBER REINFORCED POLYNER COMPOSITE PILES | l.f. | STRC | 11
0703008 | 117.63 | HEAVY RIPRAP | c.y. | EROC | 11
0703009 | 400.00 | STANDARD RIPRAP ON BEDROCK | c.y. | EROC | 11
0703010 | 116.23 | STANDARD RIPRAP | c.y. | EROC | 11
0703011 | 126.29 | INTERMEDIATE RIPRAP | c.y. | EROC | 11
0703012 | 132.62 | MODIFIED RIPRAP | c.y. | EROC | 11
0703013 | 75.84 | SPECIAL RIPRAP | c.y. | EROC | 11
0703014 | 147.19 | ROUNDED RIPRAP | c.y. | EROC | 11
0703022 | 261.29 | RESET EXISTING RIPRAP | c.y. | EROC | 11
0703023 |  | INSTREAM STRUCTURE TYPE A | ea. | EROC | 11
0703024 |  | INSTREAM STRUCTURE TYPE C | ea. | EROC | 11
0703025 |  | INSTREAM STRUCTURE TYPE D | ea. | EROC | 11
0703026 |  | ROCK RAMP FISHWAY | LS | EROC | 11
0703029 | 313.20 | ROUNDED STONE RIPRAP | c.y. | EROC | 11
0703030 | 185.50 | PLACEMENT OF CHANNEL BOULDER | ea. | EROC | 11
0703031 | 7,764.15 | ROCK WEIR | ea. | DRAN | 11
0703032 |  | CONCRETE GROUT | c.i. | DRAN | 11
0703033 |  | ROCK WEIR | l.f. | DRAN | 11
0703034 |  | CONCRETE WEIR | LS | DRAN | 11
0703035 |  | STEP POOL | l.f. | ENVR | 11
0703036 |  | SAW-TOOTH DEFLECTOR | c.y. | EROC | 11
0703037 |  | CROSS VANE | ea. | DRAN | 11
0703038 |  | ROCK VANE | ea. | DRAN | 11
0703040 | 81.05 | PLACEMENT OF TOE BOULDERS | l.f. | DRAN | 11
0703042 | 1,500.00 | RELOCATE BOULDER | LS | DRAN | 11
0703100 | 15,000.00 | SCOUR MONITORING SYSTEM | LS | EROC | 11
0704002 |  | GABIONS | c.y. | EROC | 11
0704003 |  | POLYVINYL CHLORIDE COATED GABIONS | c.y. | EROC | 11
0705001 |  | SLOPE PAVING | s.y. | EROC | 11
0705004 |  | RELAY SLOPE PAVING (GROUTED) | s.y. | EROC | 11
0705008 |  | CONCRETE MASONRY GRID PAVERS | s.y. | EROC | 11
0705122.30 |  | CLASS PCC02230 | s.y. | EROC | 11
0705502 |  | GEOTEXTILE (DRAINAGE) | s.f. | EROC | 11
0706001 | 15,236.05 | MICROPILES | ea. | STRC | 11
0706002 | 44,809.12 | VERIFICATION TEST FOR MICROPILES | ea. | STRC | 11
0706003 | 12,873.09 | PROOF TEST FOR MICROPILES | ea. | STRC | 11
0706004 | 163.83 | MICROPILE LENGTH ADJUSTMENT | l.f. | STRC | 11
0706023 |  | MICROPILE LENGTH ADJUSTMENT (PIERS 2 & 3) | l.f. | STRC | 11
0706026 |  | MICROPILE CLUSTER CASING OBSTRUCTIONS | est. | STRC | 11
0707001 | 72.09 | MEMBRANE WATERPROOFING (WOVEN GLASS FABRIC) | s.y. | STRC | 11
0707009 | 89.57 | MEMBRANE WATERPROOFING (COLD LIQUID ELASTOMERIC) | s.y. | STRC | 11
0707012 | 325.00 | MEMBRANE WATERPROOFING (SHEET) | s.y. | STRC | 11
0707013 |  | RAILROAD DECK WATERPROOFING | s.y. | PANT | 11
0707031 | 150.64 | MEMBRANE WATERPROOFING (SHEET) (TORCH APPLIED) | s.y. | PANT | 11
0707100 |  | REMOVE RAILROAD BRIDGE DECK WATERPROOFING | s.y. | STRC | 11
0707104 |  | BAFFLE | l.f. | EROC | 11
0707105 |  | TIMBER WEIR BOARD | ea. | EROC | 11
0707200 | 7.06 | GEOGRID | s.y. | EROC | 11
0708001 | 23.92 | DAMPPROOFING | s.y. | STRC | 11
0711002 |  | CONCRETE CRIB RETAINING WALL | s.f. | STRC | 11
0711050 |  | WOOD LOG CRIBWALL | s.f. | EROC | 11
0712007 |  | SOIL NAIL LENGTH ADJUSTMENT | l.f. | EROC | 11
0712008 |  | PERMANENT SOIL NAILS | ea. | EROC | 11
0712009 | 240,000.00 | SOIL NAIL WALL | LS | EROC | 11
0712010 |  | REINFORCED SOIL SLOPE | LS | EROC | 11
0712011 |  | PERMANENT SOIL NAILS | l.f. | EROC | 11
0712012 |  | VERIFICATION TEST NAILS | ea. | EROC | 11
0712013 |  | STRUCTURE EXCAVATION (SOIL NAIL WALL) | c.y. | ERTH | 11
0712014 |  | SHOTCRETE CONSTRUCTION FACING | s.y. | EROC | 11
0712016 |  | ABANDON AND BACKFILL DRILL HOLE | l.f. | EROC | 11
0712018 |  | REINFORCED SOIL SLOPE | s.f. | EROC | 11
0712021 |  | GRS ABUTMENT AND WINGWALL | c.y. | TBD | 11
0712022 |  | ABUTMENT AND WINGWALL CMU WALL FACE | s.f. | TBD | 11
0712023 |  | REINFORCED SOIL FOUNDATION (RSF) | c.y. | TBD | 11
0712024 |  | REINFORCED INTEGRATED APPROACH | c.y. | TBD | 11
0712029 |  | SHOTCRETE CONSTRUCTION FACING | est. | EROC | 11
0712101 |  | REMOVAL OF METAL BIN TYPE RETAINING WALL | l.f. | EROC | 11
0713040 | 105.93 | PERMANENT STEEL SHEET PILING | s.f. | STRS | 11
0713041 |  | PERMANENT STEEL SHEET PILING (RAILROAD) | s.f. | STRS | 11
0714013 |  | TEMPORARY SOLDIER PILE AND LAGGING | s.f. | STRS | 11
0714014 |  | SOLDIER PILING AND LAGGING LEFT IN PLACE | s.f. | STRS | 11
0714015 |  | SOLDIER PILING & TIMBER LAGGING | s.f. | STRS | 11
0714016 |  | LAGGING | s.f. | STRS | 11
0714020 |  | TEMPORARY SHEET PILING | s.f. | STRS | 11
0714026 | 256.00 | TEMPORARY SHEET PILING (RAILROAD) | s.f. | STRS | 11
0714027 | 531,440.00 | TEMPORARY SHORING | LS | STRS | 11
0714030 |  | COAL TAR EPOXY COATING OF SHEET PILING | s.f. | PANT | 11
0714038 |  | SOLDIER PILE AND POST-TENSIONED ROCK TIE BACK SYSTEM | LS | STRS | 11
0714045 |  | TEMPORARY SOLDIER PILE AND LAGGING (RAILROAD) | s.f. | STRS | 11
0714046 |  | SOLDIER PILING AND LAGGING LEFT IN PLACE (RAILROAD) | s.f. | STRS | 11
0714100 |  | TEMPORARY LATERAL SUPPORT | s.f. | ERTH | 11
0714101 |  | TEMPORARY SLIDE RAIL EARTH SHORING (0 TO 16') | s.f. | ERTH | 11
0714991 | 62,329.50 | MONITORING STRUCTURES (SITE NO. 1) | LS | INCD | 11
0714992 | 35,000.00 | MONITORING STRUCTURES (SITE NO. 2) | LS | INCD | 11
0714999 | 32,097.14 | MONITORING STRUCTURES | LS | INCD | 11
0715020 | 50.00 | SHEET PILING MATERIAL LEFT IN PLACE | s.f. | STRS | 11
0715021 |  | SHEET PILING MATERIAL LEFT IN PLACE (RAILROAD) | s.f. | STRS | 11
0715030 |  | TEMPORARY SHEET PILING (SPECIAL) | s.f. | STRS | 11
0716000 | 51.57 | TEMPORARY EARTH RETAINING SYSTEM | s.f. | ERTH | 11
0717000 | 5.97 | EARTH RETAINING SYSTEM LEFT IN PLACE | s.f. | ERTH | 11
0725002 |  | BAGGED STONE | c.f. | EROC | 11
0725010 |  | BAGGED STONE | bag | EROC | 11
0728001 | 78.45 | CRUSHED STONE FOR SLOPE PROTECTION | ton | BASE | 11
0728008 |  | 3/8'' CRUSHED STONE | c.y. | BASE | 11
0728009 | 25.00 | 2" CRUSHED STONE | c.y. | BASE | 11
0728013 |  | 2" CRUSHED STONE | ton | BASE | 11
0728014 | 68.25 | 3/4" CRUSHED STONE | c.y. | EROC | 11
0728015 | 71.00 | NO. 67 STONE | c.y. | BASE | 11
0728016 |  | 3" CRUSHED STONE | s.y. | BASE | 11
0728017 |  | RIVER ROCK | ton | BASE | 11
0728020 | 175.57 | STONE BALLAST | ton | BASE | 11
0728030 | 4.27 | NO.3 CRUSHED STONE | c.f. | BASE | 11
0728031 |  | NO.4 CRUSHED STONE | c.f. | BASE | 11
0728032 | 104.79 | NO. 6 CRUSHED STONE | c.y. | BASE | 11
0728033 | 7.00 | NO.8 CRUSHED STONE | c.f. | BASE | 11
0728034 |  | SCREENINGS | c.f. | BASE | 11
0728035 |  | DUST | c.f. | BASE | 11
0728051 |  | STABILIZED STONE SLOPE PROTECTION | s.y. | BASE | 11
0729001 | 7,500.00 | SEDIMENTATION BOWL | ea. | EROC | 11
0729055 | 1,500.00 | CLEAN SEDIMENTATION BOWL | ea. | EROC | 11
0730001 |  | GRANITE BLOCK SLOPE PROTECTION | s.y. | EROC | 11
0730002 |  | RESET GRANITE BLOCK SLOPE PROTECTION | s.y. | EROC | 11
0732001 |  | CONCRETE BLOCK SLOPE PROTECTION | s.y. | EROC | 11
0751001 |  | UNDERDRAIN WITH 12'' SLOTTED R.C. PIPE | l.f. | DRAN | 11
0751002 |  | UNDERDRAIN WITH 15'' SLOTTED R.C. PIPE | l.f. | DRAN | 11
0751003 |  | UNDERDRAIN WITH 18'' SLOTTED R.C. PIPE | l.f. | DRAN | 11
0751004 |  | UNDERDRAIN WITH 24'' SLOTTED R.C. PIPE | l.f. | DRAN | 11
0751005 |  | UNDERDRAIN WITH 21'' SLOTTED R.C. PIPE | l.f. | DRAN | 11
0751061 | 70.00 | UNDERDRAIN WITH 6'' PERFORATED C.C.M. PIPE | l.f. | DRAN | 11
0751062 |  | UNDERDRAIN WITH 8'' PERFORATED C.C.M. PIPE | l.f. | DRAN | 11
0751063 |  | UNDERDRAIN WITH 15'' PERFORATED C.C.M. PIPE | l.f. | DRAN | 11
0751064 |  | UNDERDRAIN WITH 18'' PERFORATED C.C.M. PIPE | l.f. | DRAN | 11
0751065 |  | UNDERDRAIN WITH 21'' PERFORATED C.C.M. PIPE | l.f. | DRAN | 11
0751066 |  | UNDERDRAIN WITH 24'' PERFORATED C.C.M. PIPE | l.f. | DRAN | 11
0751120 |  | UNDERDRAIN WITH 6'' PERFORATED CORRUGATED POLYETHYLENE PIPE | l.f. | DRAN | 11
0751301 |  | FOUNDATION UNDERDRAIN WITH 12'' SLOTTED R.C. PIPE | l.f. | DRAN | 11
0751302 |  | FOUNDATION UNDERDRAIN WITH 15'' SLOTTED R.C. PIPE | l.f. | DRAN | 11
0751303 |  | FOUNDATION UNDERDRAIN WITH 18'' SLOTTED R.C. PIPE | l.f. | DRAN | 11
0751304 |  | FOUNDATION UNDERDRAIN WITH 24'' SLOTTED R.C. PIPE | l.f. | DRAN | 11
0751361 |  | FOUNDATION UNDERDRAIN WITH 6'' PERFORATED C.C.M. PIPE | l.f. | DRAN | 11
0751362 |  | FOUNDATION UNDERDRAIN WITH 8'' PERFORATED C.C.M. PIPE | l.f. | DRAN | 11
0751363 |  | FOUNDATION UNDERDRAIN WITH 15'' PERFORATED C.C.M. PIPE | l.f. | DRAN | 11
0751364 |  | FOUNDATION UNDERDRAIN WITH 18'' PERFORATED C.C.M. PIPE | l.f. | DRAN | 11
0751365 |  | FOUNDATION UNDERDRAIN WITH 21'' PERFORATED C.C.M. PIPE | l.f. | DRAN | 11
0751366 |  | FOUNDATION UNDERDRAIN WITH 24'' PERFORATED C.C.M. PIPE | l.f. | DRAN | 11
0751431 |  | FOUNDATION UNDERDRAIN WITH 6'' PERFORATED POLYVINYL CHLORIDE PLASTIC PIPE | l.f. | DRAN | 11
0751441 |  | SLOPE UNDERDRAIN WITH 6'' PERFORATED POLYVINYL CHLORIDE PLASTIC PIPE | l.f. | DRAN | 11
0751453 |  | 4" PERFORATED POLYVINYL CHLORIDE PLASTIC PIPE | l.f. | DRAN | 11
0751454 |  | 8" PERFORATED POLYVINYL CHLORIDE PLASTIC PIPE | l.f. | DRAN | 11
0751710 | 53.00 | 4'' UNDERDRAIN | l.f. | DRAN | 11
0751711 | 51.51 | 6'' UNDERDRAIN | l.f. | DRAN | 11
0751712 | 37.25 | 8'' UNDERDRAIN | l.f. | DRAN | 11
0751713 | 72.05 | 12'' UNDERDRAIN | l.f. | DRAN | 11
0751714 | 70.00 | 15'' UNDERDRAIN | l.f. | DRAN | 11
0751715 | 75.00 | 18'' UNDERDRAIN | l.f. | DRAN | 11
0751716 |  | 21'' UNDERDRAIN | l.f. | DRAN | 11
0751717 | 80.00 | 24'' UNDERDRAIN | l.f. | DRAN | 11
0751731 |  | 6'' FOUNDATION UNDERDRAIN | l.f. | DRAN | 11
0751732 |  | 8'' FOUNDATION UNDERDRAIN | l.f. | DRAN | 11
0751733 |  | 12'' FOUNDATION UNDERDRAIN | l.f. | DRAN | 11
0751734 |  | 15'' FOUNDATION UNDERDRAIN | l.f. | DRAN | 11
0751801 | 84.85 | 6'' SLOPE UNDERDRAIN | l.f. | DRAN | 11
0751802 |  | 8'' SLOPE UNDERDRAIN | l.f. | DRAN | 11
0751803 | 55.00 | 12'' SLOPE UNDERDRAIN | l.f. | DRAN | 11
0751804 |  | 15'' SLOPE UNDERDRAIN | l.f. | DRAN | 11
0751805 |  | 18'' SLOPE UNDERDRAIN | l.f. | DRAN | 11
0751821 | 67.05 | 6'' STRUCTURE UNDERDRAIN | l.f. | DRAN | 11
0751822 |  | 8'' STRUCTURE UNDERDRAIN | l.f. | DRAN | 11
0751823 |  | 6"ACCM STRUCTURE UNDERDRAIN | l.f. | DRAN | 11
0751824 |  | 6"ACCM OUTLETS FOR UNDERDRAIN WITH PIPE | l.f. | DRAN | 11
0751827 |  | 6''C.C.M.P. STRUCTURE UNDERDRAIN | l.f. | DRAN | 11
0751828 |  | 6''C.C.M. OUTLETS FOR UNDERDRAIN | l.f. | DRAN | 11
0751830 | 61.00 | 4'' OUTLET FOR UNDERDRAIN | l.f. | DRAN | 11
0751831 | 81.61 | 6'' OUTLET FOR UNDERDRAIN | l.f. | DRAN | 11
0751832 | 71.18 | 8'' OUTLET FOR UNDERDRAIN | l.f. | DRAN | 11
0751833 |  | 12'' OUTLET FOR UNDERDRAIN | l.f. | DRAN | 11
0751834 |  | 15'' OUTLET FOR UNDERDRAIN | l.f. | DRAN | 11
0751835 |  | 18'' OUTLET FOR UNDERDRAIN | l.f. | DRAN | 11
0751836 |  | 21'' OUTLET FOR UNDERDRAIN | l.f. | DRAN | 11
0751837 |  | 24'' OUTLET FOR UNDERDRAIN | l.f. | DRAN | 11
0751838 |  | WEEP HOLE WITH FILTER | ea. | DRAN | 11
0751850 | 1,250.00 | 4" PRECAST CONCRETE OUTLET FOR UNDERDRAIN | ea. | DRAN | 11
0751851 | 2,333.33 | 6" PRECAST CONCRETE OUTLET FOR UNDERDRAIN | ea. | DRAN | 11
0751852 | 1,750.00 | 8" PRECAST CONCRETE OUTLET FOR UNDERDRAIN | ea. | DRAN | 11
0751860 | 600.00 | 4'' CLEANOUT FOR UNDERDRAIN | ea. | DRAN | 11
0751861 | 900.00 | 6'' CLEANOUT FOR UNDERDRAIN | ea. | DRAN | 11
0751862 | 1,100.00 | 8'' CLEANOUT FOR UNDERDRAIN | ea. | DRAN | 11
0751897 |  | SPECIAL ENDWALL | ea. | DRAN | 11
0751900 |  | 4'' EDGEDRAIN | l.f. | DRAN | 11
0751901 |  | 4'' OUTLET FOR EDGEDRAIN | l.f. | DRAN | 11
0751902 |  | CONCRETE HEADWALL AND APRON | ea. | DRAN | 11
0751915 |  | EDGEDRAIN PIPE | l.f. | DRAN | 11
0751916 |  | EDGEDRAIN OUTLET PIPE | l.f. | DRAN | 11
0751917 |  | PRECAST CONCRETE EDGEDRAIN OUTLET HEADWALL | ea. | DRAN | 11
0751996 | 3.75 | GEOCOMPOSITE SHEET DRAIN | s.f. | EROC | 11
0751999 |  | 6" UNDERDRAIN ON STRUCTURE | l.f. | DRAN | 11
0755001 |  | FILTER FABRIC | s.y. | EROC | 11
0755002 |  | FILTER FABRIC (DRAINAGE) | s.y. | EROC | 11
0755002.01 |  | GEOTEXTILE (DRAINAGE -CLASS 2) | s.y. | EROC | 11
0755004 |  | FILTER FABRIC (EROSION CONTROL) | s.y. | EROC | 11
0755005 |  | FILTER FABRIC (SOIL REINFORCING) | s.y. | EROC | 11
0755008 | 25.12 | PAVING FABRIC | s.y. | ASPH | 11
0755009 | 7.25 | GEOTEXTILE | s.y. | EROC | 11
0755010 | 5.43 | GEOTEXTILE (SEPARATION - MEDIUM SURVIVABILITY) | s.y. | EROC | 11
0755010.01 | 3.67 | GEOTEXTILE (SEPARATION - CLASS 2) | s.y. | EROC | 11
0755011 |  | GEOTEXTILE (SUBSURFACE DRAINAGE- CLASS A ) | s.y. | EROC | 11
0755011.01 |  | GEOTEXTILE (SUBSURFACE DRAINAGE- CLASS 1) | s.y. | EROC | 11
0755013 |  | GEOTEXTILE EROSION CONTROL CLASS A | s.y. | EROC | 11
0755013.01 |  | GEOTEXTILE (EROSION CONTROL CLASS 1) | s.y. | EROC | 11
0755014 | 3.62 | GEOTEXTILE (SEPARATION - HIGH SURVIVABILITY) | s.y. | EROC | 11
0755014.01 | 2.32 | GEOTEXTILE (SEPARATION - CLASS 1) | s.y. | EROC | 11
0755015 |  | GEOTEXTILE(EROSION CONTROL LINING-CLASS B) | s.y. | EROC | 11
0755015.01 |  | GEOTEXTILE (EROSION CONTROL - CLASS 2) | s.y. | EROC | 11
0755017 |  | GEOTEXTILE - HAZARDOUS WASTE | s.y. | EROC | 11
0755018 | 7.00 | GEOTEXTILE CONTAINER | s.f. | EROC | 11
0755020 | 3.75 | GEOSYNTHETIC MEMBRANE | s.f. | EROC | 11
0755025 |  | IMPERVIOUS POLYETHELENE GEOMEMBRANE LINER | s.y. | EROC | 11
0755030 |  | GEOMEMBRANE POND LINER | s.y. | EROC | 11
0755031 | 6.00 | GEOMEMBRANE | s.f. | EROC | 11
0755040 | 36.89 | GEOCELL FOR ACCESS ROADS | s.y. | EROC | 11
0755041 | 40.00 | GEOCELL | s.y. | EROC | 11
0755042 | 2.75 | GEOTEXTILE (STABILIZATION - CLASS 1) | s.y. | EROC | 11
0803000 | 500.00 | PAVED DITCH | s.y. | DRAN | 11
0803005 |  | PAVED CHANNEL | s.y. | DRAN | 11
0803010 | 91.35 | PAVED APRON | s.y. | DRAN | 11
0803014 |  | ARTICULATING CONCRETE BLOCK REVETMENT | s.f. | DRAN | 11
0803015 | 106.21 | PRECAST CONCRETE BLOCK REVETMENT | s.f. | DRAN | 11
0803016 |  | FABRIC FORMED CONCRETE ARTICULATING BLOCK MAT | s.f. | DRAN | 11
0805001 |  | 15'' R.C. DITCH LINER | l.f. | DRAN | 11
0805002 |  | 18'' R.C. DITCH LINER | l.f. | DRAN | 11
0805003 |  | 21'' R.C. DITCH LINER | l.f. | DRAN | 11
0805004 |  | 24'' R.C. DITCH LINER | l.f. | DRAN | 11
0811001 | 59.59 | CONCRETE CURBING | l.f. | SWCG | 11
0811002 | 116.97 | SPECIAL CONCRETE CURBING | l.f. | SWCG | 11
0811003 |  | PRECAST CONCRETE CURBING | l.f. | SWCG | 11
0811004 |  | CONCRETE TRANSITION CURBING | l.f. | SWCG | 11
0811005 | 236.96 | CONCRETE WHEEL STOP | ea. | SWCG | 11
0811013 |  | PRECAST CONCRETE CURBING - CURVED | l.f. | SWCG | 11
0811014 | 644.44 | MERRITT PARKWAY CONCRETE CURBING | l.f. | SWCG | 11
0811015 |  | MERRITT PARKWAY GUTTER | l.f. | SWCG | 11
0811101 | 45.57 | CONCRETE PARK CURBING | l.f. | SWCG | 11
0811105 | 77.82 | CONCRETE CURBING CAST IN PLACE | l.f. | SWCG | 11
0811106 |  | RESET CONCRETE CURBING | l.f. | SWCG | 11
0812001 |  | DOWELED CONCRETE CURBING | l.f. | SWCG | 11
0813001 | 85.60 | 5'' GRANITE STONE CURBING | l.f. | SWCG | 11
0813010 | 3.25 | REMOVAL OF GRANITE STONE CURBING | l.f. | SWCG | 11
0813011 | 114.46 | 5'' GRANITE CURVED STONE CURBING | l.f. | SWCG | 11
0813012 | 63.32 | 5'' X 18'' GRANITE STONE CURBING | l.f. | SWCG | 11
0813013 | 105.43 | 5'' X 18'' GRANITE CURVED STONE CURBING | l.f. | SWCG | 11
0813014 |  | 5'' GRANITE CURVED STONE CURBING (SPECIAL) | l.f. | SWCG | 11
0813021 | 75.84 | 6'' GRANITE STONE CURBING | l.f. | SWCG | 11
0813025 |  | 10'' GRANITE STONE CURBING | l.f. | SWCG | 11
0813031 | 117.72 | 6'' GRANITE CURVED STONE CURBING | l.f. | SWCG | 11
0813035 |  | 10" GRANITE CURVED STONE CURBING | l.f. | SWCG | 11
0813041 | 101.11 | 6'' X 18'' GRANITE STONE CURBING | l.f. | SWCG | 11
0813042 | 84.74 | 6'' X 20'' GRANITE STONE CURBING | l.f. | SWCG | 11
0813044 |  | 6" X 26" GRANITE STONE CURBING | l.f. | SWCG | 11
0813051 | 154.45 | 6'' X 18'' GRANITE CURVED STONE CURBING | l.f. | SWCG | 11
0813052 | 129.00 | 6'' X 20'' GRANITE CURVED STONE CURBING | l.f. | SWCG | 11
0813054 |  | 6" X 26" GRANITE CURVED STONE CURBING | l.f. | SWCG | 11
0813055 |  | 8'' X 20'' GRANITE STONE CURBING | l.f. | SWCG | 11
0813056 |  | 8" X 20" GRANITE CURVED STONE CURBING | l.f. | SWCG | 11
0813057 |  | 14" X 18" GRANITE STONE CURBING | l.f. | SWCG | 11
0813058 |  | 14" X 18" CURVED GRANITE STONE CURBING | l.f. | SWCG | 11
0813127 |  | 6'' CURVED GRANITE STONE CURBING FOR STRUCTURES | l.f. | SWCG | 11
0813451 | 152.11 | GRANITE STONE TRANSITION CURBING | l.f. | SWCG | 11
0813455 | 480.00 | RADIAL GRANITE CURB DRIVEWAY RETURN | ea. | TBD | 11
0814001 |  | RESET STONE CURB | l.f. | SWCG | 11
0814002 | 72.11 | RESET GRANITE STONE CURBING | l.f. | SWCG | 11
0814003 | 175.00 | RESET GRANITE SLOPE CURBING | l.f. | SWCG | 11
0814004 |  | RESET SLOPED GRANITE STONE CURBING | l.f. | SWCG | 11
0814005 | 66.00 | RESET GRANITE CURVED STONE CURBING | l.f. | SWCG | 11
0814008 |  | RESET GRANITE STONE TRANSITION CURBING | l.f. | SWCG | 11
0815001 | 15.94 | BITUMINOUS CONCRETE LIP CURBING | l.f. | ASPH | 11
0815003 | 50.00 | BITUMINOUS CONCRETE BERM | l.f. | ASPH | 11
0815091 | 10.00 | REMOVAL OF BITUMINOUS CONCRETE LIP CURBING | l.f. | ASPH | 11
0815093 | 10.61 | BITUMINOUS CONCRETE PARK CURB | l.f. | ASPH | 11
0815200 | 7.15 | BITUMINOUS CONCRETE PARK CURBING | l.f. | ASPH | 11
0816001 | 133.84 | GRANITE SLOPE CURBING | l.f. | SWCG | 11
0816002 | 106.25 | CURVED GRANITE SLOPE CURBING | l.f. | SWCG | 11
0817001 | 150.00 | 6'' X 8'' GRANITE STONE CURBING FOR BRIDGES | l.f. | SWCG | 11
0817002 |  | 6'' X 8 1/2'' GRANITE STONE CURBING FOR BRIDGES | l.f. | SWCG | 11
0817006 |  | 6'' X 10'' GRANITE STONE CURBING FOR BRIDGES | l.f. | SWCG | 11
0817017 |  | 4" X 16" GRANITE STONE CURBING FOR BRIDGES | l.f. | SWCG | 11
0817102 |  | 8'' X 16'' SLOPED GRANITE STONE CURBING FOR BRIDGES | l.f. | SWCG | 11
0817104 |  | 6''X12'' CURVED GRANITE STONE CURBING FOR BRIDGES | l.f. | SWCG | 11
0817114 |  | 4'' X 10'' GRANITE STONE CURBING FOR BRIDGES | l.f. | SWCG | 11
0817115 |  | 4'' X 12'' GRANITE STONE CURBING FOR BRIDGES | l.f. | SWCG | 11
0817116 |  | 6'' X 12'' SLOPED GRANITE STONE CURBING FOR BRIDGES | l.f. | SWCG | 11
0819002 | 15.82 | PENETRATING SEALER PROTECTIVE COMPOUND | s.y. | CONC | 11
0821012 |  | MERRITT PARKWAY MEDIAN BARRIER | l.f. | TRFP | 11
0821013 |  | MERRITT PARKWAY MEDIAN BARRIER (BRIDGE) | l.f. | TRFP | 11
0821016 |  | MERRITT PARKWAY MEDIAN BARRIER (1' WIDE) | l.f. | TRFP | 11
0821019 |  | MERRITT PARKWAY BARRIER | l.f. | TRFP | 11
0821022 | 57.87 | REMOVE AND RESET PRECAST CONCRETE BARRIER CURB | l.f. | TRFP | 11
0821023 |  | REMOVE CONCRETE BARRIER TRANSITION SECTION | l.f. | TRFP | 11
0821026 | 438.00 | REMOVE AND REPLACE PRECAST CONCRETE BARRIER CURB | l.f. | TRFP | 11
0821127 | 63.64 | REMOVAL OF PRECAST CONCRETE BARRIER CURB | l.f. | TRFP | 11
0821130 |  | PRECAST CONCRETE BARRIER CURB - STATE FURNISHED | l.f. | TRFP | 11
0821161 | 1,200.00 | CAST IN PLACE CONCRETE BARRIER CURB | l.f. | TRFP | 11
0821163 |  | CONCRETE CAP | c.y. | STRC | 11
0821174 |  | CAST IN PLACE CONCRETE BARRIER CURB (16 3/8'' X 45'') | l.f. | TRFP | 11
0821176 |  | PRECAST CONCRETE BARRIER CURB (27'' X 42'' ) | l.f. | TRFP | 11
0821177 |  | PRECAST CONCRETE BARRIER CURB (''F'' SHAPE - SINGLE FACE) | l.f. | TRFP | 11
0821178 |  | PRECAST CONCRETE BARRIER CURB (''F'' SHAPE - DOUBLE FACE) | l.f. | TRFP | 11
0821179 |  | CAST IN PLACE CONCRETE BARRIER CURB | l.f. | TRFP | 11
0821182 |  | PRECAST CONCRETE BARRIER CURB (16" X 42") | l.f. | GDRL | 11
0821183 |  | PRECAST CONCRETE BARRIER CURB (30'' X 45'') | l.f. | TRFP | 11
0821185 |  | CAST IN PLACE CONCRETE BARRIER CURB (21" X 45") | l.f. | TRFP | 11
0821189 | 697.35 | CONCRETE BARRIER TRANSITION SECTION | l.f. | TRFP | 11
0821201 |  | PRECAST CONCRETE BARRIER CURB | l.f. | TRFP | 11
0821204 | 480.97 | PRECAST CONCRETE BARRIER CURB (15'' X 32'') | l.f. | TRFP | 11
0821206 |  | PRECAST CONCRETE BARRIER CURB (24'' X 32'') | l.f. | TRFP | 11
0821207 |  | PRECAST CONCRETE BARRIER CURB (42'' X 32'') | l.f. | TRFP | 11
0821216 |  | INSTALL PRECAST CONCRETE BARRIER CURB (15'' X 32'') | l.f. | TRFP | 11
0821217 |  | INSTALL PRECAST CONCRETE BARRIER CURB (24'' X 32'') | l.f. | TRFP | 11
0821221 |  | RESTORE BARRIER CURB STORAGE SITE | LS | TRFP | 11
0821390 | 730.52 | PRECAST CONCRETE BARRIER CURB (SPECIAL) | l.f. | TRFP | 11
0821391 | 1,028.48 | JERSEY SHAPE TRANSITION TO A PRECAST CONCRETE BARRIER CURB (SPECIAL) | l.f. | TRFP | 11
0821392 |  | PRECAST CONCRETE BARRIER CURB (SPECIAL) TRANSITION TO SLOPED GRANITE BARRIER CURB | l.f. | TRFP | 11
0821393 | 1,930.00 | JERSEY SHAPE TRANSITION TO F-SHAPE PRECAST CONCRETE BARRIER CURB | l.f. | TRFP | 11
0821400 | 264.00 | SINGLE SLOPE PRECAST CONCRETE BARRIER (42'' HIGH) | l.f. | TRFP | 11
0821401 | 234.04 | SINGLE SLOPE PRECAST CONCRETE BARRIER CURB (20" x 42'') | l.f. | TRFP | 11
0821402 | 233.28 | SINGLE SLOPE PRECAST CONCRETE BARRIER CURB (28" x 42'') | l.f. | TRFP | 11
0821403 |  | SINGLE SLOPE PRECAST CONCRETE BARRIER CURB (60'') | l.f. | TRFP | 11
0821404 |  | SINGLE SLOPE PRECAST CONCRETE BARRIER CURB WITH DRAINAGE SLOTS (28" x 42'') | l.f. | TRFP | 11
0821409 |  | SINGLE SLOPE PRECAST CONCRETE BARRIER | l.f. | TRFP | 11
0821410 | 329.00 | SINGLE SLOPE PRECAST CONCRETE BARRIER CURB (SPECIAL) | l.f. | TRFP | 11
0821499 |  | F - SHAPE PRECAST CONCRETE BARRIER CURB (30" X 45") WITH CHAIN LINK FENCE | l.f. | TRAF | 11
0821501 | 256.32 | F - SHAPE PRECAST CONCRETE BARRIER CURB (30" X 45") | l.f. | TRAF | 11
0821502 | 252.33 | F - SHAPE PRECAST CONCRETE BARRIER CURB (21" X 45") | l.f. | TRFP | 11
0821503 |  | F-SHAPE PRECAST CONCRETE BARRIER CURB WITH DRAINAGE SLOTS (30"X45") | l.f. | TRFP | 11
0821504 |  | F-SHAPE PRECAST CONCRETE BARRIER CURB WITH DRAINAGE SLOTS (30"X32") | l.f. | TRFP | 11
0821505 |  | F-SHAPE PRECAST CONCRETE BARRIER CURB WITH DRAINAGE SLOTS (21"X45") | l.f. | TRFP | 11
0821510 | 628.16 | VERTICAL FACE PRECAST CONCRETE BARRIER CURB (21" X 45") | l.f. | TRFP | 11
0821512 |  | VERTICAL FACE PRECAST CONCRETE BARRIER CURB (17" X 54") | l.f. | TRFP | 11
0821513 | 371.03 | VERTICAL FACE PRECAST CONCRETE BARRIER CURB (21" X 54") | l.f. | TRFP | 11
0821600 |  | CONCRETE BARRIER WALL (TL-5) | l.f. | TRFP | 11
0821995 |  | PRECAST CONCRETE ENDBLOCK | ea. | TRFP | 11
0822042 | 36.83 | TEMPORARY GLARE SCREEN MODULAR UNITS | l.f. | TRFP | 11
0822043 | 16.70 | RELOCATED TEMPORARY GLARE SCREEN MODULAR UNITS | l.f. | TRAF | 11
0822100.01 | 68.84 | TEMPORARY TRAFFIC BARRIER | l.f. | TRAF | 11
0822100.02 | 67.04 | TEMPORARY TRAFFIC BARRIER (PINNED) | l.f. | TRAF | 11
0822100.03 | 126.24 | TEMPORARY TRAFFIC BARRIER (BOLTED) | l.f. | TRAF | 11
0822100.04 | 514.00 | TEMPORARY TRAFFIC BARRIER 15"X32" (BOLTED) | l.f. | TRAF | 11
0822100.05 | 220.00 | INSTALLATION AND REMOVAL OF STATE PROCURED BARRIER CURB - CONCRETE | l.f. | TRAF | 11
0822100.50 | 590.00 | TEMPORARY STEEL TRAFFIC BARRIER (BOLTED) | l.f. | TRAF | 11
0822100.51 |  | INSTALLATION AND REMOVAL OF STATE PROCURED BARRIER CURB - STEEL | l.f. | TRAF | 11
0822100.60 | 200.00 | TEMPORARY TRAFFIC BARRIER (MOVABLE) | l.f. | TRAF | 11
0822101.01 | 11.86 | RELOCATED TEMPORARY TRAFFIC BARRIER | l.f. | TRAF | 11
0822101.02 | 20.79 | RELOCATED TEMPORARY TRAFFIC BARRIER (PINNED) | l.f. | TRAF | 11
0822101.03 | 38.83 | RELOCATED TEMPORARY TRAFFIC BARRIER (BOLTED) | l.f. | TRAF | 11
0822101.04 |  | RELOCATED TEMPORARY TRAFFIC BARRIER 15"X32" (BOLTED) | l.f. | TRAF | 11
0824049 | 33.72 | REMOVE CONCRETE MEDIAN BARRIER | l.f. | TRAF | 11
0824052 | 20.65 | REMOVE EXISTING CONCRETE BARRIER CURB | l.f. | TRAF | 11
0900000 | 1.00 | NOISE MITIGATION (ESTIMATED COST) | est. | ENVR | 11
0900010 |  | CONSTRUCTION VIBRATION CONTROL | est. | ENVR | 11
0901003 | 2,022.99 | STEEL BOLLARD | ea. | GDRL | 11
0901004 | 372.73 | REMOVAL STEEL BOLLARD | ea. | GDRL | 11
0901005 | 2,971.71 | BOLLARD | ea. | GDRL | 11
0901006 | 3,418.48 | REMOVABLE BOLLARD | ea. | GDRL | 11
0901007 | 3,500.00 | DECORATIVE BOLLARD | ea. | GDRL | 11
0901011 |  | TYPE B ANCHORAGE | ea. | GDRL | 11
0901014 |  | END ANCHORAGE TYPE B | ea. | GDRL | 11
0901020 |  | BOLLARD COVER | ea. | GDRL | 11
0904021 |  | RELOCATE METAL BRIDGE RAIL (SOLID PANEL) | l.f. | GDRL | 11
0904022 |  | REMOVE AND DISPOSE METAL BRIDGE RAIL (SOLID PANEL) | l.f. | GDRL | 11
0904041 |  | METAL BRIDGE RAIL (COMBINATION) | l.f. | GDRL | 11
0904042 |  | METAL BRIDGE RAIL (COMBINATION) (EXTRUDED ALUMINUM) | l.f. | GDRL | 11
0904049 |  | TWO-TUBE BRIDGE RAIL | l.f. | TBD | 11
0904050 | 320.00 | TWO TUBE RETROFIT BRIDGE RAIL | l.f. | GDRL | 11
0904051 | 817.79 | 3 TUBE CURB MOUNTED BRIDGE RAIL | l.f. | GDRL | 11
0904103 | 8,000.00 | REPAIR METAL BRIDGE RAIL | LS | GDRL | 11
0904136 | 24.41 | REMOVAL OF EXISTING METAL BRIDGE RAIL | l.f. | GDRL | 11
0904205 | 150.86 | RESET METAL BRIDGE RAIL | l.f. | GDRL | 11
0904233 |  | METAL BRIDGE RAIL (TRAFFIC) (EXTRUDED POST ALUMINUM) | l.f. | GDRL | 11
0904303 |  | METAL BRIDGE RAIL - THREE RAIL (TRAFFIC) | l.f. | GDRL | 11
0904304 |  | METAL BRIDGE RAIL - THREE RAIL (COMBINATION) | l.f. | GDRL | 11
0904305 |  | METAL BRIDGE RAIL - FOUR RAIL | l.f. | GDRL | 11
0904482 |  | METAL BRIDGE RAIL (MODIFIED) | l.f. | GDRL | 11
0904487 | 256.00 | METAL BRIDGE RAIL (HANDRAIL) | l.f. | GDRL | 11
0904499 |  | METAL BRIDGE RAIL - RAILROAD (CHAIN LINK) | l.f. | GDRL | 11
0904500 |  | METAL BRIDGE RAIL (ORNAMENTAL GRILLE) | l.f. | GDRL | 11
0904504 |  | METAL BRIDGE RAIL (PEDESTRIAN) | l.f. | GDRL | 11
0904520 |  | PEDESTRIAN RAILING - APPROACH SPANS | l.f. | GDRL | 11
0904525 |  | PEDESTRIAN RAILING (TWO RAIL) | l.f. | GDRL | 11
0904603 |  | OPEN BRIDGE RAIL (PEDESTRIAN RAIL) | l.f. | GDRL | 11
0904885 |  | METAL BRIDGE RAIL PROTECTIVE FENCE (5'-0'' HIGH) (CHAIN LINK) | l.f. | GDRL | 11
0904900 |  | METAL BRIDGE RAIL PROTECTIVE FENCE | l.f. | GDRL | 11
0904901 |  | METAL BRIDGE RAIL (SOLID PANEL) | l.f. | GDRL | 11
0904902 |  | TEMPORARY PROTECTIVE FENCE (BRIDGE) | l.f. | TBD | 11
0904906 |  | METAL BRIDGE RAIL PROTECTIVE FENCE- TYPE "A" | l.f. | STRS | 11
0904907 |  | METAL BRIDGE RAIL PROTECTIVE FENCE- TYPE "B" | l.f. | STRS | 11
0904908 |  | METAL BRIDGE RAIL PROTECTIVE FENCE- TYPE ''C'' | l.f. | GDRL | 11
0904919 |  | METAL BRIDGE RAIL (TRAFFIC) | l.f. | GDRL | 11
0904936 |  | METAL BRIDGE RAIL (COMBINATION) (EXTRUDED POST ALUMINUM) | l.f. | GDRL | 11
0904947 |  | METAL BRIDGE APPROACH RAIL | l.f. | GDRL | 11
0904949 |  | METAL BRIDGE RAIL (SOLID PANEL) (8' HIGH) | l.f. | GDRL | 11
0904950 | 923.00 | METAL BRIDGE RAIL (SOLID PANEL) (TYPE A) | l.f. | GDRL | 11
0904951 | 1,133.00 | METAL BRIDGE RAIL (SOLID PANEL) (TYPE B) | l.f. | GDRL | 11
0904953 |  | METAL BRIDGE RAIL (SOLID PANEL) (7' HIGH) (CURVED TOP) | l.f. | GDRL | 11
0904954 |  | METAL BRIDGE RAIL (SOLID PANEL) (6'-0" HIGH) | l.f. | GDRL | 11
0904955 |  | METAL BRIDGE RAIL (SOLID PANEL) (6'-6" HIGH) | l.f. | GDRL | 11
0904967 |  | DIVIDER BARRIER | l.f. | GDRL | 11
0904968 |  | REMOVE AND RESET METAL BRIDGE RAIL (5' HIGH) | l.f. | GDRL | 11
0904972 |  | REMOVE AND RESTORE METAL BRIDGE RAIL (TRAFFIC) | ea. | GDRL | 11
0904974 |  | TEMPORARY TIMBER RAILING | l.f. | GDRL | 11
0904976 |  | REMOVE AND RESET METAL BRIDGE RAIL (SOLID PANEL) | l.f. | GDRL | 11
0904987 | 100.00 | REMOVE AND RESET METAL BRIDGE RAIL | l.f. | GDRL | 11
0904990 |  | METAL BRIDGE RAIL | l.f. | STRS | 11
0904997 | 20.00 | REMOVAL OF EXISTING METAL BRIDGE RAIL | l.f. | GDRL | 11
0905001 |  | STONE WALL FENCE | l.f. | FENC | 11
0905002 |  | REBUILD STONE WALL | l.f. | FENC | 11
0905007 | 50.00 | RESET STONE WALL | l.f. | FENC | 11
0905008 | 110.00 | RELOCATE STONE WALL | l.f. | FENC | 11
0905010 |  | RESET EXISTING FENCE | l.f. | FENC | 11
0905011 |  | RESET FENCE | l.f. | FENC | 11
0905012 |  | PVC PRIVACY FENCE | l.f. | FENC | 11
0905013 |  | RESET 6' STOCKADE FENCE | l.f. | FENC | 11
0905014 |  | RESET WOOD RAIL FENCE | l.f. | FENC | 11
0905017 |  | RESET STOCKADE FENCE | l.f. | FENC | 11
0905018 |  | REBUILD STONEWALL | c.y. | FENC | 11
0905019 | 39,250.00 | REMOVE AND REBUILD EXISTING STONE WALL | LS | FENC | 11
0905021 |  | RESET METAL POST | ea. | GDRL | 11
0905106 | 44.00 | 6' STOCKADE FENCE | l.f. | GDRL | 11
0906001 |  | WIRE FENCE WITH WOOD POSTS | l.f. | FENC | 11
0906002 |  | RESET WIRE FENCE WITH WOOD POSTS | l.f. | FENC | 11
0906003 | 45.00 | REMOVE AND RESET WIRE FENCE WITH WOOD POSTS | l.f. | FENC | 11
0906004 |  | RELOCATE BOX WIRE FENCE | l.f. | FENC | 11
0906005 |  | ALUMINUM FENCE | l.f. | FENC | 11
0906052 |  | ADJUST WOODEN RAILING | LS | FENC | 11
0906086 |  | REMOVE AND RESET ELECTRIC FENCE | l.f. | FENC | 11
0906101 | 29.43 | WIRE FENCE WITH METAL POSTS | l.f. | FENC | 11
0906151 |  | RESET WIRE FENCE WITH METAL POST | l.f. | FENC | 11
0906159 | 500.00 | REMOVE GATE | ea. | FENC | 11
0906202 |  | WOOD FENCE | l.f. | FENC | 11
0906203 |  | SPLIT RAIL FENCE | l.f. | FENC | 11
0906204 | 36.93 | THREE RAIL WOOD FENCE | l.f. | FENC | 11
0906205 |  | RESET PICKET FENCE, ORNAMENTAL IRON | l.f. | FENC | 11
0906215 |  | ORNAMENTAL POST | ea. | GDRL | 11
0907001 |  | BARWAY | ea. | GDRL | 11
0908001 |  | FARM WALL FENCE | l.f. | FENC | 11
0908004 |  | RESET FARM WALL FENCE | l.f. | FENC | 11
0909123 |  | GLARE SCREEN | l.f. | GDRL | 11
0909495 |  | RELOCATE TIMBER GUIDE RAIL | l.f. | GDRL | 11
0909501 | 100.78 | TIMBER BEAM RAIL | l.f. | GDRL | 11
0910001 | 26.50 | METAL BEAM RAIL (TYPE R-B) | l.f. | GDRL | 11
0910007 |  | ATTACHMENT ASSEMBLY | ea. | GDRL | 11
0910016 |  | GUIDE RAIL ATTACHMENT ASSEMBLY - TYPE ''A'' | ea. | GDRL | 11
0910017 |  | GUIDE RAIL ATTACHMENT ASSEMBLY - TYPE ''B'' | ea. | GDRL | 11
0910020 |  | METAL BEAM RAIL (CULVERT) | l.f. | GDRL | 11
0910023 | 3,690.32 | R-B TERMINAL SECTION | ea. | GDRL | 11
0910025 |  | METAL BEAM RAIL TERMINAL ELEMENT | ea. | GDRL | 11
0910027 | 426.32 | THRIE BEAM TRANSITION | l.f. | GDRL | 11
0910028 |  | THRIE BEAM BRIDGE RAIL | l.f. | GDRL | 11
0910029 |  | METAL BEAM RAIL (THRIE BEAM 350) | l.f. | GDRL | 11
0910030 | 5,959.20 | THRIE BEAM BRIDGE ATTACHMENT | ea. | STRS | 11
0910030.50 | 1,918.52 | THRIE BEAM BRIDGE ATTACHMENT - TRAILING END | ea. | STRS | 11
0910031 | 5,023.11 | THRIE BEAM ATTACHMENT | ea. | STRS | 11
0910032 |  | THRIE BEAM 350 GUIDERAIL TRANSITION TO R-B GUIDERAIL END ANCHOR | ea. | STRS | 11
0910033 |  | THRIE BEAM 350 GUIDERAIL TRANSITION TO VERTICAL PARAPET | ea. | STRS | 11
0910034 | 7,500.00 | THRIE BEAM 350 BRIDGE ATTACHMENT | ea. | STRS | 11
0910041 |  | METAL BEAM RAIL (TYPE R-B SYSTEM 5) | l.f. | GDRL | 11
0910042 |  | METAL BEAM RAIL (TYPE R-B SYSTEM 6) | l.f. | GDRL | 11
0910047 | 95.00 | METAL BEAM RAIL (TYPE R-B 350 SYSTEM 5A) | l.f. | GDRL | 11
0910050 |  | STATE FURNISHED GUIDERAIL | l.f. | GDRL | 11
0910051 |  | MERRITT PARKWAY MEDIAN GUIDERAIL | l.f. | GDRL | 11
0910052 | 100.11 | MERRITT PARKWAY GUIDERAIL | l.f. | GDRL | 11
0910054 | 161.60 | MERRITT PARKWAY GUIDERAIL SYSTEM 2 | l.f. | GDRL | 11
0910055 |  | MERRITT PARKWAY GUIDERAIL SYSTEM 3 | l.f. | GDRL | 11
0910056 |  | MERRITT PARKWAY GUIDERAIL (SYSTEM 3A) | l.f. | GDRL | 11
0910057 | 6.00 | MERRITT PARKWAY GUIDERAIL REPLACEMENT PARTS (ESTIMATED COST) | est. | GDRL | 11
0910058 | 8,400.00 | MERRITT PARKWAY GUIDERAIL LEADING END ATTACHMENT | ea. | GDRL | 11
0910059 |  | MERRITT PARKWAY GUIDERAIL TRAILING END ATTACHMENT | ea. | GDRL | 11
0910090 |  | STEEL-BACKED TIMBER GUIDERAIL - TYPE A | l.f. | GDRL | 11
0910091 |  | STEEL-BACKED TIMBER GUIDERAIL - TERMINAL SECTION | ea. | GDRL | 11
0910092 |  | STEEL-BACKED TIMBER GUIDERAIL - BRIDGE ATTACHMENT | ea. | GDRL | 11
0910101 | 50.00 | METAL BEAM RAIL (TYPE MD-B) | l.f. | GDRL | 11
0910106 | 50.00 | CONVERT BEAM RAIL | l.f. | GDRL | 11
0910110 | 49.00 | CONVERT METAL BEAM RAIL (TYPE R-B) TO (TYPE R-B 350 SYSTEM 6) | l.f. | GDRL | 11
0910111 |  | CONVERT METAL BEAM RAIL (TYPE R-B SYSTEM 5) TO (TYPE R-B 350 SYSTEM 6) | l.f. | GDRL | 11
0910112 |  | CONVERT METAL BEAM RAIL (TYPE R-B SYSTEM 5) TO (TYPE R-B 350 SYSTEM 5) | l.f. | GDRL | 11
0910113 | 75.00 | CONVERT METAL BEAM RAIL (TYPE R-B 350) TO (TYPE R-B 350 SYSTEM 5) | l.f. | GDRL | 11
0910114 |  | CONVERT METAL BEAM RAIL (TYPE R-B 350) TO (TYPE R-B 350 SYSTEM 5A) | l.f. | GDRL | 11
0910115 |  | CONVERT METAL BEAM RAIL (TYPE R-B) TO (TYPE R-B 350 SYSTEM 5) | l.f. | GDRL | 11
0910125 |  | METAL BEAM RAIL (TYPE MD-B) SYSTEM 5 | l.f. | GDRL | 11
0910127 |  | METAL BEAM RAIL (TYPE MD-B) SYSTEM 6A | l.f. | GDRL | 11
0910136 |  | 8'-6" CURVED GUIDERAIL TREATMENT | ea. | GDRL | 11
0910137 | 1,388.75 | 17'-0" CURVED GUIDERAIL TREATMENT | ea. | GDRL | 11
0910138 | 2,290.18 | 35'-0" CURVED GUIDERAIL TREATMENT | ea. | GDRL | 11
0910139 | 2,913.00 | 25'-6" CURVED GUIDERAIL TREATMENT | ea. | GDRL | 11
0910140 |  | 15'-0" CURVED GUIDERAIL TREATMENT | ea. | GDRL | 11
0910141 |  | 24'-0" CURVED GUIDERAIL TREATMENT | ea. | GDRL | 11
0910142 |  | 30'-0" CURVED GUIDERAIL TREATMENT | ea. | GDRL | 11
0910151 |  | METAL BEAM RAIL (TYPE MD-I) | l.f. | GDRL | 11
0910158 |  | METAL BEAM RAIL (TYPE MD-I SYSTEM 4) | l.f. | GDRL | 11
0910159 |  | METAL BEAM RAIL (TYPE MD-I SYSTEM 5) | l.f. | GDRL | 11
0910161 |  | METAL BEAM RAIL (TYPE MD-I SYSTEM 6A) | l.f. | GDRL | 11
0910164 | 63.00 | METAL BEAM RAIL (TYPE MD-I SYSTEM 2) | l.f. | GDRL | 11
0910165 | 73.50 | METAL BEAM RAIL (TYPE MD-I SYSTEM 3) | l.f. | GDRL | 11
0910167 |  | CONVERT METAL BEAM RAIL (TYPE MD-B) TO (TYPE MD-B 350) | l.f. | GDRL | 11
0910168 |  | CONVERT METAL BEAM RAIL (TYPE R-B) TO (TYPE R-B 350) | l.f. | GDRL | 11
0910169 | 140.00 | METAL BEAM RAIL (TYPE R-B 350 SYSTEM 6) | l.f. | GDRL | 11
0910170 | 37.56 | METAL BEAM RAIL (TYPE R-B 350) | l.f. | GDRL | 11
0910171 | 47.22 | METAL BEAM RAIL (TYPE MD-B 350) | l.f. | GDRL | 11
0910172 | 45.53 | METAL BEAM RAIL (TYPE R-B 350 SYSTEM 5) | l.f. | GDRL | 11
0910173 | 4,750.00 | R-B 350 BRIDGE ATTACHMENT - VERTICAL SHAPED PARAPET | ea. | GDRL | 11
0910174 | 3,303.33 | R-B 350 BRIDGE ATTACHMENT - JERSEY SHAPED PARAPET | ea. | GDRL | 11
0910175 |  | UPGRADING METAL BEAM RAIL (TYPE R-B 350) | l.f. | GDRL | 11
0910176 |  | UPGRADING METAL BEAM RAIL (TYPE MD-B 350) | l.f. | GDRL | 11
0910177 |  | MD-B 350 MEDIAN BARRIER - JERSEY SHAPE ATTACHMENT (TYPE I) | ea. | GDRL | 11
0910180 |  | MD-B 350 MEDIAN BARRIER - SAFETY SHAPE ATTACHMENT (TYPE I) | ea. | GDRL | 11
0910181 |  | MD-B 350 MEDIAN BARRIER - SAFETY SHAPE ATTACHMENT (TYPE II) | ea. | GDRL | 11
0910183 |  | METAL BEAM RAIL R-B 350 (TYPE I) SECTION | ea. | GDRL | 11
0910184 |  | METAL BEAM RAIL R-B 350 (TYPE II) SECTION | ea. | GDRL | 11
0910185 |  | METAL BEAM RAIL R-B 350 (TYPE III) SECTION | ea. | GDRL | 11
0910186 | 1,653.20 | R-B 350 BRIDGE ATTACHMENT - TRAILING END | ea. | GDRL | 11
0910187 |  | R-B 350 BRIDGE ATTACHMENT TRAILING END 10GA. | ea. | GDRL | 11
0910188 |  | R-B 350 BRIDGE ATTACHMENT-VERTICAL SHAPE PARAPET 10GA | ea. | GDRL | 11
0910189 |  | R-B 350 BRIDGE ATTACHMENT - JERSEY SHAPE PARAPET 10GA | ea. | GDRL | 11
0910190 | 35.96 | CONVERT METAL BEAM RAIL (TYPE R-I) TO (TYPE R-B 350) | l.f. | GDRL | 11
0910191 |  | CONVERT METAL BEAM RAIL (TYPE R-I SYSTEM 4) TO (TYPE R-B 350 SYSTEM 5) | l.f. | GDRL | 11
0910192 |  | CONVERT METAL BEAM RAIL (TYPE R-I SYSTEM 6) TO (TYPE R-B 350 SYSTEM 6) | l.f. | GDRL | 11
0910193 |  | CONVERT METAL BEAM RAIL (TYPE R-I) TO (MODIFIED TYPE R-I) | l.f. | GDRL | 11
0910194 |  | METAL BEAM RAIL (TYPE R-B 350 10GA) | l.f. | GDRL | 11
0910195 |  | METAL BEAM RAIL (TYPE R-B 350 SYSTEM 5 10GA) | l.f. | GDRL | 11
0910196 |  | METAL BEAM RAIL (TYPE R-B 350 SYSTEM 6 10GA) | l.f. | GDRL | 11
0910198 |  | METAL BEAM RAIL R-B 350 (TYPE II 10 GA.) SECTION | ea. | GDRL | 11
0910201 |  | METAL BEAM RAIL (TYPE R-I) | l.f. | GDRL | 11
0910211 |  | METAL BEAM RAIL (TYPE R-I SYSTEM 2) | l.f. | GDRL | 11
0910213 |  | METAL BEAM RAIL (MODIFIED TYPE R-I SYSTEM 2) - 10 GA. | l.f. | GDRL | 11
0910231 |  | METAL BEAM RAIL (TYPE R-I SYSTEM 3) | l.f. | GDRL | 11
0910232 |  | METAL BEAM RAIL (MODIFIED TYPE R-I SYSTEM 3) - 10 GA. | l.f. | GDRL | 11
0910241 |  | METAL BEAM RAIL (TYPE R-I SYSTEM 4) | l.f. | GDRL | 11
0910251 |  | METAL BEAM RAIL (TYPE R-I SYSTEM 5) | l.f. | GDRL | 11
0910261 |  | METAL BEAM RAIL (TYPE R-I SYSTEM 6) | l.f. | GDRL | 11
0910262 |  | METAL BEAM RAIL (TYPE R-I SYSTEM 6A) | l.f. | GDRL | 11
0910269 |  | R-I BRIDGE ATTACHMENT - TRAILING END | ea. | GDRL | 11
0910278 |  | REMOVE AND REPLACE METAL BEAM RAIL ELEMENT | l.f. | GDRL | 11
0910290 |  | METAL BEAM RAIL(BRIDGE) | l.f. | GDRL | 11
0910300 | 28.29 | METAL BEAM RAIL (R-B MASH) | l.f. | GDRL | 11
0910301 | 50.94 | METAL BEAM RAIL (R-B MASH HALF POST SPACING) | l.f. | GDRL | 11
0910302 | 80.73 | METAL BEAM RAIL (R-B MASH QUARTER POST SPACING) | l.f. | GDRL | 11
0910310 | 45.18 | METAL BEAM RAIL (MD-B MASH) | l.f. | GDRL | 11
0910311 | 117.00 | METAL BEAM RAIL (MD-B MASH) (BRIDGE) | l.f. | GDRL | 11
0910322 | 6,627.50 | METAL BEAM RAIL SPAN SECTION TYPE II | ea. | GDRL | 11
0910323 | 5,000.00 | METAL BEAM RAIL SPAN SECTION TYPE III | ea. | GDRL | 11
0910351 | 19.02 | CONVERT METAL BEAM RAIL (R-B 350) TO (R-B MASH) | l.f. | GDRL | 11
0910352 |  | CONVERT METAL BEAM RAIL (R-B 350 SYSTEM 5) TO (R-B MASH) | l.f. | GDRL | 11
0910353 |  | CONVERT METAL BEAM RAIL (R-B 350 SYSTEM 5) TO (R-B MASH HALF POST SPACING) | l.f. | GDRL | 11
0910354 |  | CONVERT METAL BEAM RAIL (R-B 350 SYSTEM 5A) TO (R-B MASH) | l.f. | GDRL | 11
0910355 |  | CONVERT METAL BEAM RAIL (R-B 350 SYSTEM 5A) TO (R-B MASH HALF POST SPACING) | l.f. | GDRL | 11
0910356 |  | CONVERT METAL BEAM RAIL (R-B 350 SYSTEM 6) TO (R-B MASH) | l.f. | GDRL | 11
0910357 |  | CONVERT METAL BEAM RAIL (R-B 350 SYSTEM 6) TO (R-B MASH QUARTER POST SPACING) | l.f. | GDRL | 11
0910358 |  | CONVERT METAL BEAM RAIL (MD-B 350) TO (MD-B MASH) | l.f. | GDRL | 11
0910400 | 27.94 | CONVERT METAL BEAM RAIL (TYPE R-I TO TYPE R-I SYSTEM 2) | l.f. | GDRL | 11
0910401 | 45.07 | CONVERT METAL BEAM RAIL (TYPE R-I TO TYPE R-I SYSTEM 3) | l.f. | GDRL | 11
0910405 |  | CONVERT METAL BEAM RAIL (TYPE MD-I) TO (TYPE MD-I SYSTEM 2) | l.f. | GDRL | 11
0910406 |  | CONVERT METAL BEAM RAIL (TYPE MD-I) TO (TYPE MD-I SYSTEM 3) | l.f. | GDRL | 11
0910407 |  | CONVERT METAL BEAM RAIL (TYPE MD-I) TO (R-I SYSTEM 2) | l.f. | GDRL | 11
0910408 |  | CONVERT METAL BEAM RAIL (TYPE MD-I) TO (R-I SYSTEM 3) | l.f. | GDRL | 11
0910518 |  | CONVERT METAL BEAM RAIL (TYPE R-B) TO (TYPE R-B 350 SYSTEM 5A) | l.f. | GDRL | 11
0910600 | 96.00 | 8'' X 6'' BOX BEAM GUIDE RAILING | l.f. | GDRL | 11
0910601 |  | 8" X 6" BOX BEAM GUIDERAIL-PAINTED | l.f. |  | 11
0910602 |  | 8'' X 6'' BOX BEAM GUIDE RAILING END ASSEMBLY | ea. | GDRL | 11
0910603 |  | 8" X 6" BOX BEAM GUIDERAIL END ASSEMBLY-PAINTED | ea. |  | 11
0910604 |  | BOX BEAM GUIDERAIL TO W-BEAM GUIDERAIL TRANSITION | ea. |  | 11
0910608 |  | METAL BEAM RAIL 8" X 6" BOX BEAM (SYSTEM 2) | l.f. | GDRL | 11
0910610 |  | 8'' X 6'' BOX BEAM BRIDGE ATTACHMENT | ea. | GDRL | 11
0910612 |  | 8'' X 6'' BOX BEAM BRIDGE ATTACHMENT - TRAILING END | ea. | GDRL | 11
0910613 |  | 8" X 6" BOX BEAM BRIDGE ATTACHMENT-TRAILING END-PAINTED | ea. | GDRL | 11
0910617 |  | 6" X 6" BOX BEAM TRANSITION | ea. | GDRL | 11
0910619 |  | METAL BEAM RAIL (6'' X 6'' BOX) BEAM GUIDE RAIL | l.f. | GDRL | 11
0910620 |  | 6'' X 6'' BOX BEAM GUIDE RAIL END ASSEMBLY TYPE II | ea. | GDRL | 11
0910689 |  | METAL BEAM RAIL (MODIFIED TYPE R-I) - 10 GAUGE | l.f. | GDRL | 11
0910690 | 37.70 | METAL BEAM RAIL (MODIFIED TYPE R-I) | l.f. | GDRL | 11
0910691 |  | METAL BEAM RAIL (MODIFIED TYPE R-I SYSTEM 2) | l.f. | GDRL | 11
0910692 |  | METAL BEAM RAIL (MODIFIED TYPE R-I SYSTEM 3) | l.f. | GDRL | 11
0910700 |  | TEMPORARY GUIDERAIL ATTACHMENT | ea. | GDRL | 11
0910890 | 3,166.67 | R-B 350 BRIDGE ATTACHMENT SAFETY SHAPE PARAPET | ea. | STRS | 11
0910891 |  | R-B 350 BRIDGE ATTACHMENT SAFETY SHAPE PARAPET 10 GA. | ea. | STRS | 11
0910892 | 1,711.15 | R-B MASH BRIDGE ATTACHMENT - TRAILING END | ea. | GDRL | 11
0910999 |  | SURFACE STAIN | l.f. | GDRL | 11
0911101 | 2,666.67 | MD-I END ANCHORAGE TYPE I | ea. | GDRL | 11
0911111 |  | MD-I END ANCHORAGE TYPE II | ea. | GDRL | 11
0911121 | 2,399.00 | R-I END ANCHORAGE TYPE I | ea. | GDRL | 11
0911122 |  | R-I END ANCHORAGE TYPE I - 10 GA. | ea. | GDRL | 11
0911125 |  | R-I END ANCHORAGE BURIED TYPE | ea. | GDRL | 11
0911131 |  | R-I END ANCHORAGE TYPE II | ea. | GDRL | 11
0911142 | 2,465.00 | MD-B END ANCHORAGE TYPE I | ea. | GDRL | 11
0911151 |  | MD-B END ANCHORAGE TYPE II | ea. | GDRL | 11
0911175 | 2,742.86 | R-B END ANCHORAGE BURIED TYPE | ea. | GDRL | 11
0911176 |  | R-B END ANCHORAGE LEDGE TYPE | ea. | GDRL | 11
0911475 |  | MERRITT PARKWAY MEDIAN GUIDERAIL END ANCHORAGE | ea. | GDRL | 11
0911476 | 6,500.00 | MERRITT PARKWAY END ANCHORAGE TYPE I | ea. | GDRL | 11
0911477 |  | MERRITT PARKWAY END ANCHORAGE TYPE II | ea. | GDRL | 11
0911478 |  | MERRITT PARKWAY END ANCHORAGE TYPE III | ea. | GDRL | 11
0911903 |  | TEMPORARY DRILLED ROCK ANCHORS | ea. | GDRL | 11
0911907 |  | R-I END ANCHORAGE (LEDGE TYPE) | ea. | GDRL | 11
0911912 | 3,015.89 | ANCHOR IN EARTH CUT SLOPE | ea. | GDRL | 11
0911913 | 2,991.67 | EARTH CUT SLOPE ANCHORAGE | ea. | GDRL | 11
0911914 |  | ROCK CUT ANCHORAGE | ea. | GDRL | 11
0911917 | 3,715.75 | ANCHOR IN ROCK CUT SLOPE | ea. | GDRL | 11
0911918 |  | METAL BEAM RAIL TERMINAL ELEMENT END ANCHORAGE | ea. | GDRL | 11
0911923 | 2,056.50 | R-B END ANCHORAGE-TYPE I | ea. | GDRL | 11
0911924 | 2,267.43 | R-B END ANCHORAGE-TYPE II | ea. | GDRL | 11
0911925 |  | R-B END ANCHORAGE (TYPE I - 10GA) | ea. | GDRL | 11
0911927 | 3,558.17 | ANCHOR IN EARTH CUT SLOPE 10GA. | ea. | GDRL | 11
0911928 |  | ANCHOR IN ROCK CUT SLOPE 10GA. | ea. | GDRL | 11
0912103 | 420.00 | DRILLING HOLE FOR GUIDE RAIL POST | ea. | GDRL | 11
0912104 |  | DRILLING HOLE FOR GUIDE RAIL POST | l.f. | GDRL | 11
0912496 | 20.20 | REMOVE WOOD RAIL | l.f. | GDRL | 11
0912499 | 2.71 | REMOVE CABLE GUIDE RAIL | l.f. | GDRL | 11
0912501 | 53.00 | RESET METAL BEAM RAIL (BRIDGE) | l.f. | GDRL | 11
0912502 | 49.92 | REMOVE METAL BEAM RAIL (BRIDGE) | l.f. | GDRL | 11
0912503 | 4.37 | REMOVE METAL BEAM RAIL | l.f. | GDRL | 11
0912504 | 12.58 | REMOVE TWO-CABLE GUIDE RAILING | l.f. | GDRL | 11
0912506 | 50.00 | REMOVE SINGLE POST | ea. | GDRL | 11
0912507 | 12.00 | RESET SINGLE POST | ea. | GDRL | 11
0912508 | 1,700.00 | RESET RAIL ANCHORAGE | ea. | GDRL | 11
0912509 | 5.55 | REMOVE THREE CABLE GUIDE RAILING | l.f. | GDRL | 11
0912518 | 27.60 | REMOVE AND RESET METAL BEAM RAIL | l.f. | GDRL | 11
0912519 |  | RESET THREE CABLE GUIDE RAIL (WOOD POST) | l.f. | GDRL | 11
0912525 |  | INSTALL STORED TIMBER ROADWAY DELINEATOR | l.f. | GDRL | 11
0912526 | 1.00 | HAND-DIGGING HOLES FOR GUIDERAIL POSTS AND ANCHORS (ESTIMATED COST) | est. | GDRL | 11
0912530 |  | REMOVE AND RELOCATE BOLLARD | ea. | GDRL | 11
0912531 | 8.56 | REMOVE METAL BEAM RAIL (TYPE R-B 350) | l.f. | GDRL | 11
0912532 |  | REMOVE METAL BEAM RAIL (TYPE R-I) | l.f. | GDRL | 11
0912599 |  | RESET METAL BEAM RAIL (BOX BEAM) | l.f. | GDRL | 11
0912601 | 43.00 | RESET METAL BEAM RAIL (TYPE R-I) | l.f. | GDRL | 11
0912602 | 12.57 | RESET METAL BEAM RAIL | l.f. | GDRL | 11
0912603 |  | RESET TWO CABLE GUIDE RAILING | l.f. | GDRL | 11
0912605 | 29.53 | RESET METAL BEAM RAIL (TYPE R-B 350) | l.f. | GDRL | 11
0912613 |  | RESET METAL BEAM RAIL (TYPE MD-I ) | l.f. | GDRL | 11
0912614 |  | RESET METAL BEAM RAIL (TYPE MD-B) | l.f. | GDRL | 11
0912615 | 31.73 | RESET THREE CABLE GUIDE RAILING (I-BEAM POST) | l.f. | GDRL | 11
0912618 |  | RESET TWO CABLE GUIDE RAIL (WOOD POST) | l.f. | GDRL | 11
0912700 |  | WOOD GUIDE RAIL | l.f. | GDRL | 11
0912702 |  | RESET TIMBER RAIL | l.f. | GDRL | 11
0912705 |  | INSTALL STORED TIMBER GUIDERAIL | l.f. | GDRL | 11
0912800 |  | RESET R-B 350 BRIDGE ATTACHMENT - SAFETY SHAPED PARAPET | ea. | TBD | 11
0912801 |  | RESET R-B 350 BRIDGE ATTACHMENT - VERTICAL SHAPED PARAPET | ea. | TBD | 11
0912900 | 20.76 | RESET METAL BEAM RAIL (R-B MASH) | l.f. | GDRL | 11
0912901 | 31.00 | RESET METAL BEAM RAIL (MD-B MASH) | l.f. | GDRL | 11
0913000 | 7.96 | REMOVE CHAIN LINK FENCE | l.f. | FENC | 11
0913001 | 37.09 | 4' CHAIN LINK FENCE | l.f. | FENC | 11
0913003 | 350.00 | 4' POLYVINYL CHLORIDE CHAIN LINK FENCE | l.f. | FENC | 11
0913006 |  | 4' CHAIN LINK GATE 4' HIGH | ea. | FENC | 11
0913011 | 58.19 | 5'CHAIN LINK FENCE | l.f. | FENC | 11
0913013 | 47.75 | 5' POLYVINYL CHLORIDE CHAIN LINK FENCE | l.f. | FENC | 11
0913014 | 85.00 | 5' CHAIN LINK FENCE (BRIDGE) | l.f. | FENC | 11
0913015 | 270.00 | 5' POLYVINYL CHLORIDE CHAIN LINK FENCE (BRIDGE) | l.f. | FENC | 11
0913016 |  | 3' CHAIN LINK FENCE (BRIDGE) | l.f. | FENC | 11
0913021 | 41.36 | 6'CHAIN LINK FENCE | l.f. | FENC | 11
0913022 | 125.00 | 6'CHAIN LINK FENCE WITH BARBED WIRE | l.f. | FENC | 11
0913023 | 69.64 | 6' POLYVINYL CHLORIDE CHAIN LINK FENCE | l.f. | FENC | 11
0913024 |  | 5' CHAIN LINK FENCE WITH SINGLE CABLE | l.f. | FENC | 11
0913025 | 115.00 | 6' CHAIN LINK FENCE (BRIDGE) | l.f. | FENC | 11
0913026 |  | 6' POLYVINYL CHLORIDE CHAIN LINK DOUBLE GATE 6' HIGH | ea. | FENC | 11
0913027 | 31.18 | REMOVE AND RELOCATE CHAIN LINK FENCE | l.f. | FENC | 11
0913028 |  | 6' POLYVINYL CHLORIDE CHAIN LINK GATE 8' HIGH WITH BARBED WIRE | ea. | FENC | 11
0913029 |  | 8' POLYVINYL CHLORIDE CHAIN LINK GATE 8' HIGH WITH BARBED WIRE | ea. | FENC | 11
0913041 | 80.45 | 8' CHAIN LINK FENCE | l.f. | FENC | 11
0913043 | 115.00 | 8' POLYVINYL CHLORIDE CHAIN LINK FENCE | l.f. | FENC | 11
0913044 |  | 6' POLYVINYL CHLORIDE CHAIN LINK DOUBLE GATE 8' HIGH | ea. | FENC | 11
0913045 | 62.66 | 8' CHAIN LINK FENCE WITH BARBED WIRE | l.f. | FENC | 11
0913046 | 86.74 | 10' CHAIN LINK FENCE WITH BARBED WIRE | l.f. | FENC | 11
0913049 |  | 8' POLYVINYL CHLORIDE CHAIN LINK FENCE WITH BARBED WIRE | l.f. | FENC | 11
0913050 |  | 12' CHAIN LINK FENCE | l.f. | FENC | 11
0913053 |  | 10' POLYVINYL CHLORIDE CHAIN LINK FENCE | l.f. | FENC | 11
0913054 |  | 6' POLYVINYL CHLORIDE CHAIN LINK DOUBLE GATE 10' HIGH | ea. | FENC | 11
0913068 | 37.11 | TEMPORARY 6' CHAIN LINK FENCE | l.f. | FENC | 11
0913069 | 26.71 | TEMPORARY 8' CHAIN LINK FENCE | l.f. | FENC | 11
0913079 |  | RESET TEMPORARY 8' CHAIN LINK FENCE | l.f. | FENC | 11
0913083 |  | 26' CHAIN LINK DOUBLE GATE 8' HIGH | ea. | FENC | 11
0913099 |  | CHAIN LINK FENCE | l.f. | FENC | 11
0913121 | 200.00 | 6 FT CHAIN LINK DOUBLE GATE WITH BARBED WIRE | l.f. | FENC | 11
0913122 | 250.00 | 8 FT CHAIN LINK DOUBLE GATE WITH BARBED WIRE | l.f. | FENC | 11
0913123 |  | 6 FT CHAIN LINK ROLLER GATE WITH BARBED WIRE | l.f. | FENC | 11
0913124 |  | 6 FT CHAIN LINK DOUBLE ROLLER GATE WITH BARBED WIRE | l.f. | FENC | 11
0913125 |  | 8' CHAIN LINK DOUBLE ROLLER GATE WITH BARBED WIRE | l.f. | FENC | 11
0913127 |  | 8' CHAIN LINK ROLLER GATE | l.f. | FENC | 11
0913139 |  | SLIDE GATE AND APPURTENANCES | ea. | FENC | 11
0913140 |  | SLIDE GATE AND APPURTENANCES | LS | FENC | 11
0913200 |  | RELOCATION OF CHAIN LINK FENCE | l.f. | FENC | 11
0913220 |  | REMOVE 4' CHAIN LINK FENCE | l.f. | FENC | 11
0913221 |  | REMOVE 6' CHAIN LINK FENCE | l.f. | FENC | 11
0913222 |  | REMOVE 8' CHAIN LINK FENCE | l.f. | FENC | 11
0913292 |  | TEMPORARY PROTECTIVE BARRIER (EXISTING BRIDGE) (SITE NO. 6) | LS | FENC | 11
0913293 |  | TEMPORARY PROTECTIVE BARRIER (EXISTING BRIDGE) | LS | FENC | 11
0913294 |  | TEMPORARY PROTECTIVE BARRIER (EXISTING BRIDGE) (SITE NO. 7) | LS | FENC | 11
0913295 |  | TEMPORARY PROTECTIVE BARRIER (EXISTING BRIDGE) (SITE NO. 8) | LS | FENC | 11
0913297 | 50,000.00 | AIR COMPRESSOR | ea. | TRNS | 11
0913298 |  | TEMPORARY PROTECTIVE BARRIER (EXISTING BRIDGE) | ea. | FENC | 11
0913299 |  | TEMPORARY PROTECTIVE BARRIER (EXISTING BRIDGE) (SITE NO. 1) | LS | GDRL | 11
0913300 |  | TEMPORARY PROTECTIVE BARRIER (EXISTING BRIDGE) (SITE NO. 2) | LS | GDRL | 11
0913301 |  | TEMPORARY PROTECTIVE BARRIER (EXISTING BRIDGE) (SITE NO. 3) | LS | GDRL | 11
0913302 |  | TEMPORARY PROTECTIVE BARRIER (EXISTING BRIDGE) (SITE NO. 4) | LS | GDRL | 11
0913303 |  | TEMPORARY PROTECTIVE BARRIER (EXISTING BRIDGE) (SITE NO. 5) | LS | GDRL | 11
0913304 |  | TEMPORARY PROTECTIVE BARRIER (EXISTING BRIDGE) (SITE NO. 9) | LS | GDRL | 11
0913306 |  | TEMPORARY PROTECTIVE BARRIER (EXISTING BRIDGE) (SITE NO. 27) | LS | GDRL | 11
0913307 |  | TEMPORARY PROTECTIVE BARRIER (EXISTING BRIDGE) (SITE NO. 28) | LS | GDRL | 11
0913310 |  | REMOVE AND RESET DECORATIVE FENCE | l.f. | FENC | 11
0913313 |  | TEMPORARY PROTECTIVE BARRIER (EXISTING BRIDGE) (SITE NO. 14) | LS | GDRL | 11
0913314 |  | TEMPORARY PROTECTIVE BARRIER (EXISTING BRIDGE) (SITE NO. 15) | LS | GDRL | 11
0913330 |  | 8' POLYVINYL CHLORIDE CHAIN LINK DOUBLE GATE 4' HIGH | ea. | FENC | 11
0913351 | 1,316.00 | 4' CHAIN LINK GATE 8' HIGH | ea. | FENC | 11
0913500 | 2,500.00 | 20' CHAIN LINK DOUBLE GATE 8' HIGH WITH BARBED WIRE | ea. | FENC | 11
0913501 |  | 16' CHAIN LINK DOUBLE GATE 5' HIGH | ea. | FENC | 11
0913502 |  | 4' CHAIN LINK GATE 8' HIGH WITH BARBED WIRE | ea. | FENC | 11
0913502.10 |  | 4' CHAIN LINK GATE 10' HIGH WITH BARBED WIRE | ea. | FENC | 11
0913504 |  | 8' CHAIN LINK DOUBLE GATE 5' HIGH | ea. | FENC | 11
0913505 |  | 8' CHAIN LINK DOUBLE GATE 6' HIGH | ea. | FENC | 11
0913506 |  | 10' CHAIN LINK DOUBLE GATE 8' HIGH | ea. | FENC | 11
0913507 | 2,800.00 | 15' CHAIN LINK DOUBLE GATE 8' HIGH | ea. | FENC | 11
0913508 |  | 4' CHAIN LINK EGRESS GATE | ea. | FENC | 11
0913509 |  | 18' CHAIN LINK DOUBLE GATE 6' HIGH | ea. | FENC | 11
0913519 |  | 30' CHAIN LINK DOUBLE GATE, 10' HIGH WITH BARBED WIRE | ea. | FENC | 11
0913604 |  | ANTI-CLIMBING MESH | s.f. | FENC | 11
0913605 |  | CLIMB RESISTANT STEEL MESH FENCE | s.f. | FENC | 11
0913723 | 1,750.00 | 13 FT CHAIN LINK GATE 6 FT HIGH | ea. | FENC | 11
0913734 |  | 20 FT CHAIN LINK GATE 6 FT HIGH | ea. | FENC | 11
0913736 |  | 5' CHAIN LINK GATE 6' HIGH | ea. | FENC | 11
0913750 | 900.00 | MODIFY PROTECTIVE FENCE | l.f. | FENC | 11
0913795 |  | NON-CONDUCTIVE SECURITY FENCE 10' HIGH WITH BARB ARM | l.f. | FENC | 11
0913796 |  | REMOVE AND RESET SLIDE GATE AND APPURTENANCES | LS | FENC | 11
0913797 |  | REMOVE AND RESET CHAIN LINK FENCE WITH BARBED WIRE | l.f. | FENC | 11
0913798 |  | REMOVE AND RESET SECURITY FENCE FABRIC AND GATE | l.f. | FENC | 11
0913799 |  | REPAIR CHAIN LINK FENCE (BRIDGE) | l.f. | FENC | 11
0913804 | 60.00 | RELOCATE FENCE | l.f. | FENC | 11
0913805 |  | RELOCATE GATE | ea. | FENC | 11
0913808 |  | RESET DOUBLE CHAIN LINK GATE | ea. | FENC | 11
0913815 |  | RESET CHAIN LINK GATE | LS | FENC | 11
0913816 | 17.00 | RESET CHAIN LINK FENCE AND GATE | l.f. | FENC | 11
0913817 | 51.33 | RESET CHAIN LINK FENCE | l.f. | FENC | 11
0913819 |  | RESET 4' CHAIN LINK FENCE | l.f. | FENC | 11
0913827 |  | REMOVE AND RELOCATE FENCE AND GATE | l.f. | FENC | 11
0913828 |  | STEEL PICKET FENCE | l.f. | FENC | 11
0913832 |  | REMOVE CAST IRON PICKET FENCE | l.f. | FENC | 11
0913833 | 15.00 | REMOVE METAL FENCE | l.f. | FENC | 11
0913835 | 61.29 | REMOVE AND RESET CHAIN LINK FENCE | l.f. | FENC | 11
0913836 |  | WOOD PICKET FENCE | l.f. | FENC | 11
0913838 | 2,000.00 | GATE | ea. | FENC | 11
0913840 |  | RESET CHAIN LINK GATE | ea. | FENC | 11
0913841 |  | SINGLE SWING GATE | ea. | FENC | 11
0913842 | 12,480.98 | DOUBLE SWING GATE | ea. | FENC | 11
0913849 |  | 24' CHAIN LINK DOUBLE GATE 8' HIGH | ea. | FENC | 11
0913850 | 5.29 | HIGH VISIBILITY SAFETY FENCE | l.f. | FENC | 11
0913851 |  | 20' CHAIN LINK SLIDING GATE, 8' HIGH WITH BARBED WIRE | ea. | FENC | 11
0913852 |  | 26' CHAIN LINK SLIDING GATE, 8' HIGH | ea. | FENC | 11
0913853 |  | 8' CHAIN LINK CANTILEVERED GATE (45' WIDE) | ea. | FENC | 11
0913854 |  | 40' CHAIN LINK SLIDING GATE, 8' HIGH WITH BARBED WIRE | ea. | FENC | 11
0913855 |  | WOOD GATE | ea. | FENC | 11
0913856 |  | 30' CHAIN LINK SLIDING GATE, 6' HIGH | ea. | FENC | 11
0913857 | 13,294.50 | VEHICLE BARRIER GATE | ea. | FENC | 11
0913858 |  | 30' CHAIN LINK SLIDING GATE, 10' HIGH | ea. | FENC | 11
0913859 |  | 24' CHAIN LINK SLIDING GATE 6' HIGH | ea. | FENC | 11
0913862 |  | 20' CHAIN LINK SLIDING GATE, 6' HIGH | ea. | FENC | 11
0913863 |  | 20' CHAIN LINK SLIDING GATE, 8' HIGH | ea. | FENC | 11
0913864 |  | 7' CHAIN LINK DOUBLE GATE 10' HIGH | ea. | FENC | 11
0913865 |  | REMOVE AND RESET SLIDING GATE AND BOLLARD | ea. | FENC | 11
0913866 |  | REMOVE AND RELOCATE ELECTRIC GATE | ea. | FENC | 11
0913867 |  | REMOVE ELECTRIC GATE BOX | ea. | FENC | 11
0913869 |  | RESET 7' CHAIN LINK DOUBLE GATE - 10' HIGH | ea. | FENC | 11
0913871 |  | 5' POLYVINYL CHLORIDE CHAIN LINK GATE 8' HIGH | ea. | FENC | 11
0913872 |  | 12' POLYVINYL CHLORIDE CHAIN LINK DOUBLE GATE 5' HIGH | ea. | FENC | 11
0913873 |  | 12' POLYVINYL CHLORIDE CHAIN LINK DOUBLE GATE 8' HIGH | ea. | FENC | 11
0913874 |  | 28' CHAIN LINK DOUBLE GATE 8' HIGH | ea. | FENC | 11
0913875 |  | 33 FT CHAIN LINK DOUBLE GATE 6 FT HIGH | ea. | FENC | 11
0913876 |  | CANTILEVER SLIDING GATE, 6' HIGH | ea. | FENC | 11
0913877 |  | CHAIN LINK CANTILEVER SLIDING GATE | ea. | FENC | 11
0913878 |  | 14' CHAIN LINK SLIDING GATE, 8' HIGH WITH BARBED WIRE | ea. | FENC | 11
0913879 |  | 30' CHAIN LINK DOUBLE GATE 8' HIGH WITH BARBED WIRE | ea. | FENC | 11
0913880 |  | 30' CHAIN LINK DOUBLE GATE 8' HIGH | ea. | FENC | 11
0913881 |  | 35' CHAIN LINK DOUBLE GATE 8' HIGH | ea. | FENC | 11
0913882 |  | 12' POLYVINYL CHLORIDE CHAIN LINK DOUBLE GATE 6' HIGH | ea. | FENC | 11
0913883 |  | 28' CHAIN LINK DOUBLE GATE 6' HIGH | ea. | FENC | 11
0913884 |  | 20' CHAIN LINK DOUBLE GATE 10' HIGH WITH BARBED WIRE | ea. | FENC | 11
0913885 |  | 12' CHAIN LINK DOUBLE GATE 7' HIGH | ea. | FENC | 11
0913886 |  | RESET 20' CHAIN LINK DOUBLE GATE - 8' HIGH | ea. | FENC | 11
0913887 |  | 12' CHAIN LINK GATE, 6' HIGH WITH BARBED WIRE | ea. | FENC | 11
0913888 |  | 10' CHAIN LINK DOUBLE GATE 8' HIGH WITH BARBED WIRE | ea. | FENC | 11
0913889 |  | 12' CHAIN LINK DOUBLE GATE 8' HIGH | ea. | FENC | 11
0913902 |  | 12' CHAIN LINK DOUBLE GATE 8' HIGH WITH BARBED WIRE | ea. | FENC | 11
0913903 |  | 10' CHAIN LINK DOUBLE GATE 4' HIGH | ea. | FENC | 11
0913905 |  | 5' CHAIN LINK GATE 8' HIGH | ea. | FENC | 11
0913906 | 175.00 | 10' CHAIN LINK FENCE | l.f. | FENC | 11
0913907 |  | 26' CHAIN LINK DOUBLE GATE 6' HIGH | ea. | FENC | 11
0913909 | 3,147.50 | 16' CHAIN LINK DOUBLE GATE 6' HIGH | ea. | FENC | 11
0913911 | 1,600.00 | 12' CHAIN LINK DOUBLE GATE 4' HIGH | ea. | FENC | 11
0913912 | 2,500.00 | 12' CHAIN LINK DOUBLE GATE 6' HIGH | ea. | FENC | 11
0913916 |  | 16' CHAIN LINK DOUBLE GATE 8' HIGH | ea. | FENC | 11
0913918 | 2,000.00 | 4' CHAIN LINK GATE 6' HIGH | ea. | FENC | 11
0913919 |  | 12' CHAIN LINK DOUBLE GATE 5' HIGH | ea. | FENC | 11
0913926 |  | 20' CHAIN LINK DOUBLE GATE 7' HIGH | ea. | FENC | 11
0913929 | 2,500.00 | 20' CHAIN LINK DOUBLE GATE 6' HIGH | ea. | FENC | 11
0913930 |  | 10' CHAIN LINK GATE 6' HIGH WITH BARBED WIRE | ea. | FENC | 11
0913931 | 3,800.00 | 24' CHAIN LINK DOUBLE GATE 6' HIGH | ea. | FENC | 11
0913932 | 7,275.00 | 20' CHAIN LINK DOUBLE GATE 8' HIGH | ea. | FENC | 11
0913934 |  | 4' CHAIN LINK GATE 5' HIGH | ea. | FENC | 11
0913939 |  | 16' CHAIN LINK DOUBLE GATE 6' HIGH | ea. | FENC | 11
0913941 |  | 36' CHAIN LINK DOUBLE GATE 8' HIGH | ea. | FENC | 11
0913943 |  | 20' CHAIN LINK DOUBLE GATE 6' HIGH WITH BARBED WIRE | ea. | FENC | 11
0913944 | 4,000.00 | 34' CHAIN LINK DOUBLE GATE 6' HIGH | ea. | FENC | 11
0913950 |  | PROTECTIVE FENCE (CHAIN LINK) | l.f. | FENC | 11
0913952 | 168.01 | PROTECTIVE FENCE (5' HIGH) | l.f. | FENC | 11
0913953 | 331.56 | PROTECTIVE FENCE (4' HIGH) | l.f. | FENC | 11
0913955 |  | PROTECTIVE FENCE (7' HIGH) (CURVED) | l.f. | FENC | 11
0913956 |  | PROTECTIVE FENCE (6' HIGH) | l.f. | FENC | 11
0913960 | 171.50 | PROTECTIVE FENCE - CHAIN LINK (BRIDGE) | l.f. | FENC | 11
0913968 |  | PROTECTIVE FENCE (8'-00" HIGH) | l.f. | FENC | 11
0913969 | 581.87 | PROTECTIVE FENCE | l.f. | FENC | 11
0913973 |  | PROTECTIVE FENCE(5' HIGH) - BRIDGE | l.f. | FENC | 11
0913976 | 1,153.58 | TEMPORARY 20' CHAIN LINK DOUBLE GATE, 6' HIGH | ea. | FENC | 11
0913982 |  | PROTECTIVE FENCE (FULLY ENCLOSED) | l.f. | FENC | 11
0913983 |  | REMOVE AND RESET PROTECTIVE FENCE | l.f. | FENC | 11
0913984 | 42.34 | TEMPORARY PROTECTIVE FENCE | l.f. | FENC | 11
0913991 |  | FENCE SCREEN REPLACEMENT | est. | FENC | 11
0913992 | 200.00 | DECORATIVE FENCE | l.f. | FENC | 11
0913993 |  | 5' DECORATIVE FENCE SCREEN REPLACEMENT | l.f. | FENC | 11
0913994 |  | MODIFY SOLID BARRIER | l.f. | GDRL | 11
0913997 |  | 6' CHAIN LINK ELECTRIC ROLLER GATE WITH BARBED WIRE | l.f. | FENC | 11
0913998 |  | 8' CHAIN LINK ELECTRIC ROLLER GATE WITH BARBED WIRE | l.f. | FENC | 11
0913999 |  | RAZOR WIRE | l.f. | FENC | 11
0914001 | 192.99 | METAL HANDRAIL | l.f. | INCD | 11
0914003 |  | WROUGHT IRON RAILING | l.f. | INCD | 11
0914004 |  | GALVANIZED STEEL HANDRAIL | l.f. | INCD | 11
0914005 |  | RESET RAILING | l.f. | INCD | 11
0914007 |  | WOOD PLANK RAIL | l.f. | INCD | 11
0914012 |  | WROUGHT IRON FENCE | LS | INCD | 11
0914013 |  | ORNAMENTAL METAL FENCE | l.f. | FENC | 11
0914014 |  | ORNAMENTAL METAL FENCE (7' HIGH) | l.f. | FENC | 11
0914015 |  | ORNAMENTAL METAL FENCE (3.5' HIGH) | l.f. | FENC | 11
0914016 |  | ORNAMENTAL PROTECTIVE BARRIER WALL | l.f. | FENC | 11
0914017 |  | ORNAMENTAL METAL FENCE (5' HIGH) | l.f. | FENC | 11
0914018 |  | ORNAMENTAL METAL FENCE (4' HIGH) | l.f. | FENC | 11
0914019 | 1,114.76 | ORNAMENTAL METAL FENCE (6' HIGH) | l.f. | FENC | 11
0914020 |  | ORNAMENTAL PICKET FENCE (6' HIGH) | l.f. | FENC | 11
0914021 |  | ORNAMENTAL PICKET FENCE (5'-6" HIGH)(STRUCTURE) | l.f. | FENC | 11
0914023 |  | ORNAMENTAL PICKET FENCE (6' HIGH) (STRUCTURE) | l.f. | FENC | 11
0914040 |  | PEDESTRIAN RAILING | l.f. | STRS | 11
0914050 |  | REMOVE HANDRAIL | l.f. | INCD | 11
0914200 |  | INSTALL STORED RAILING | l.f. | INCD | 11
0914205 |  | FURNISH AND INSTALL RAILING | l.f. | INCD | 11
0914206 | 2,605.46 | INSTALL EMBEDDED RAIL | l.f. | INCD | 11
0914207 |  | INSTALL PEDESTAL RAIL | l.f. | INCD | 11
0915000 | 26,000.00 | TREE PROTECTION | LS | LAND | 11
0915001 |  | TREE PROTECTION | est. | LAND | 11
0915003 | 75.00 | TREE ROOT PROTECTION | c.y. | LAND | 11
0916100 | 79.14 | GROUND-MOUNTED SOUND BARRIER | s.f. | FENC | 11
0916101 |  | GROUND-MOUNTED SOUND BARRIER (EARTH RETAINING PANELS) | s.f. | FENC | 11
0916105 | 127.04 | STRUCTURE-MOUNTED SOUND BARRIER | s.f. | FENC | 11
0916111 |  | NOISE BARRIER WALL (STRUCTURE) | s.f. | FENC | 11
0916120 |  | NOISE BARRIER WALL 1. TIMBER NOISE BARRIER WALL TYPE 1. -THE CONTRACTOR MUST BASE THE BID ON ONLY ONE ALTERNATE. | s.f. | FENC | 11
0916120-02 |  | NOISE BARRIER WALL 2. TIMBER NOISE BARRIER WALL TYPE 2. -THE CONTRACTOR MUST BASE THE BID ON ONLY ONE ALTERNATE. | s.f. | FENC | 11
0916120-03 |  | NOISE BARRIER WALL 3. HARDWOOD NOISE BARRIER WALL TYPE 1. -THE CONTRACTOR MUST BASE THE BID ON ONLY ONE ALTERNATE. | s.f. | FENC | 11
0916120-04 |  | NOISE BARRIER WALL 4. HARDWOOD NOISE BARRIER WALL TYPE 2. -THE CONTRACTOR MUST BASE THE BID ON ONLY ONE ALTERNATE. | s.f. | FENC | 11
0916120-05 |  | NOISE BARRIER WALL 5. MASONRY NOISE BARRIER WALL -THE CONTRACTOR MUST BASE THE BID ON ONLY ONE ALTERNATE. | s.f. | FENC | 11
0916122 |  | NOISE BARRIER WALL 1. TIMBER NOISE BARRIER WALL TYPE 1. -THE CONTRACTOR MUST BASE THE BID ON ONLY ONE ALTERNATE. | s.f. | FENC | 11
0916122-02 |  | NOISE BARRIER WALL 2. TIMBER NOISE BARRIER WALL TYPE 2. -THE CONTRACTOR MUST BASE THE BID ON ONLY ONE ALTERNATE. | s.f. | FENC | 11
0916122-03 |  | NOISE BARRIER WALL 3. MASONRY NOISE BARRIER WALL -THE CONTRACTOR MUST BASE THE BID ON ONLY ONE ALTERNATE. | s.f. | FENC | 11
0916123 |  | NOISE BARRIER WALL - TRANSPARENT (STRUCTURE) | s.f. | FENC | 11
0916125 |  | NOISE BARRIER WALL REPLACEMENT PARTS | s.f. | FENC | 11
0916126 |  | NOISE BARRIER WALL | s.f. | FENC | 11
0916127 |  | NOISE BARRIER WALL (EARTH RETAINING PANELS) | s.f. | FENC | 11
0916219 | 637.51 | ROCK IN POLE EXCAVATION | v.f. | ERTH | 11
0916225 |  | SNOW BARRIER WALL (STRUCTURE) | s.f. | FENC | 11
0916226 |  | SNOW BARRIER WALL REPLACEMENT PARTS | LS | FENC | 11
0916301 |  | TIMBER NOISE BARRIER WALL | s.f. | FENC | 11
0916302 | 73.66 | TIMBER NOISE BARRIER WALL - TYPE I | s.f. | FENC | 11
0916403 |  | REMOVE AND RESET SOUND BARRIER | l.f. | FENC | 11
0916404 |  | REMOVE AND RESET NOISE BARRIER WALL (STRUCTURE) | l.f. | FENC | 11
0916405 |  | REMOVE EXISTING NOISE BARRIER WALL | s.f. | FENC | 11
0916406 | 116.40 | REMOVE NOISE BARRIER WALL | l.f. | FENC | 11
0916407 |  | RESET NOISE BARRIER WALL | l.f. | FENC | 11
0916408 | 215.00 | REMOVE NOISE BARRIER WALL (STRUCTURE) | l.f. | FENC | 11
0916409 |  | REPLACEMENT BATTENS ON WOOD NOISE BARRIER WALL PANELS | l.f. | FENC | 11
0916410 |  | REPLACEMENT TONGUE & GROOVE PLANKS ON WOOD NOISE BARRIER WALL PANELS | l.f. | FENC | 11
0916411 |  | REPAIR DOOR ON WOOD NOISE BARRIER WALL | ea. | FENC | 11
0916500 |  | MASONRY NOISE BARRIER WALL | s.f. | FENC | 11
0917010 | 1.00 | REPAIR GUIDERAIL (ESTIMATED COST) | est. | GDRL | 11
0918001 | 53.70 | THREE-CABLE GUIDE RAILING (I BEAM POSTS) | l.f. | GDRL | 11
0918011 | 4,690.00 | END ANCHORAGE-TYPE I | ea. | GDRL | 11
0918012 |  | END ANCHORAGE-TYPE I SIDE SLOPE | ea. | GDRL | 11
0918021 |  | END ANCHORAGE - TYPE II | ea. | GDRL | 11
0918031 |  | END ANCHORAGE-BRIDGE TYPE | ea. | GDRL | 11
0918049 |  | CONVERT THREE-CABLE GUIDE RAILING TO THREE CABLE GUIDE RAILING SYSTEM 2 (I-BEAM POSTS) | l.f. | GDRL | 11
0918051 |  | CONVERT THREE-CABLE GUIDE RAILING | l.f. | GDRL | 11
0918060 |  | END ANCHORAGE TYPE A | ea. | GDRL | 11
0918100 |  | MODIFIED THREE-CABLE GUIDE RAILING (I-BEAM POSTS) | l.f. | GDRL | 11
0918200 | 34.79 | THREE-CABLE GUIDE RAILING SYSTEM 2 (I BEAM POSTS) | l.f. | GDRL | 11
0918201 |  | THREE-CABLE GUIDE RAILING SYSTEM 3 (I-BEAM POSTS) | l.f. | GDRL | 11
0918300 |  | HIGH TENSION CABLE GUIDERAIL | l.f. | GDRL | 11
0918301 |  | HIGH TENSION CABLE GUIDERAIL ANCHOR SYSTEM | ea. | GDRL | 11
0918302 |  | HIGH TENSION CABLE GUIDERAIL SPARE PARTS | LS | GDRL | 11
0921001 | 22.60 | CONCRETE SIDEWALK | s.f. | SWCG | 11
0921002 | 22.17 | CONCRETE SIDEWALK - 8'' THICK | s.f. | SWCG | 11
0921003 | 90.13 | SPECIAL CONCRETE SIDEWALK RAMP | s.f. | SWCG | 11
0921004 | 92.00 | BRICK SIDEWALK RAMP | s.f. | SWCG | 11
0921005 | 45.15 | CONCRETE SIDEWALK RAMP | s.f. | SWCG | 11
0921006 | 50.00 | CONCRETE SIDEWALK RAMP - 8" THICK | s.f. | SWCG | 11
0921007 |  | SPECIAL CONCRETE SIDEWALK | s.f. | SWCG | 11
0921008 | 50.00 | BRICK SIDEWALK | s.f. | SWCG | 11
0921014 |  | CONCRETE PAVING BRICK | s.f. | CONC | 11
0921017 | 100.00 | GRANULAR PAVEMENT | c.y. | SWCG | 11
0921018 | 52.26 | BRICK PAVING | s.f. | INCD | 11
0921019 |  | TEXTURED CONCRETE MEDIAN | s.f. | TRFP | 11
0921020 |  | INTERLOCKING PAVING STONES | s.f. | INCD | 11
0921021 |  | RELAY PRECAST CONCRETE PAVER SIDEWALK | s.f. | SWCG | 11
0921022 | 4.00 | STONEDUST PATHWAY | s.f. | SWCG | 11
0921023 |  | TRAIL | s.y. | SWCG | 11
0921024 | 42.41 | CONCRETE PAVERS | s.f. | INCD | 11
0921025 |  | BRICK SNOW SHELF | s.f. | INCD | 11
0921026 | 45.00 | 4' TEMPORARY SIDEWALK | s.f. | SWCG | 11
0921026.01 |  | 5' TEMPORARY SIDEWALK | s.f. | SWCG | 11
0921027 |  | BRICK AND CONCRETE CROSSWALK | s.f. | SWCG | 11
0921028 |  | BELGIUM BLOCK SIDEWALK | s.f. | SWCG | 11
0921029 | 28.00 | CONCRETE APRON | s.f. | STRC | 11
0921030 | 28.48 | IMPRINTED CONCRETE SIDEWALK | s.f. | SWCG | 11
0921031 |  | DECORATIVE CONCRETE CROSSWALK (PATTERN TYPE) | s.f. | SWCG | 11
0921032 |  | TEXTURED CONCRETE BERM | s.f. | STRC | 11
0921033 |  | GRAVEL WALK | s.y. | INCD | 11
0921034 |  | STONE BLOCK SIDEWALK | s.f. | SWCG | 11
0921035 |  | BITUMINOUS SNOW SHELF | s.f. | INCD | 11
0921036 | 2,500.00 | RETRO-FIT DETECTABLE WARNING STRIP | ea. | INCD | 11
0921037 |  | GRASS PAVERS | s.f. | INCD | 11
0921038 | 33.00 | RESET CONCRETE PAVING BRICK | s.f. | CONC | 11
0921041 | 98.00 | GRANITE PAVERS | s.f. | INCD | 11
0921042 |  | HANOVER PAVERS | s.f. | INCD | 11
0921048 | 45.29 | DETECTABLE WARNING SURFACE | s.f. | CONC | 11
0921049 | 46.00 | DIRECTIONAL INDICATOR SURFACE | s.f. | CONC | 11
0921050 | 150.00 | DETECTABLE WARNING CAST IRON PAVER | s.f. | CONC | 11
0921087 |  | CONCRETE SIDEWALK (WEST HAVEN STANDARD) | s.f. | SWCG | 11
0921160 |  | SIDEWALK SHED | l.f. | SWCG | 11
0922001 | 163.17 | BITUMINOUS CONCRETE SIDEWALK | s.y. | ASPH | 11
0922003 |  | DECORATIVE BITUMINOUS CONCRETE ISLAND (PATTERN TYPE) | s.f. | ASPH | 11
0922004 |  | BITUMINOUS CONCRETE ISLAND | s.f. | ASPH | 11
0922005 |  | STAMPED BITUMINOUS WALKWAY | s.f. | ASPH | 11
0922008 |  | HEATED BITUMINOUS CONCRETE DRIVEWAY | s.y. | ASPH | 11
0922050 | 35.00 | DECORATIVE CROSSWALK | s.f. | STRS | 11
0922102 | 224.00 | CONCRETE BOARDWALK | s.f. | CONC | 11
0922103 |  | BOARDWALK | s.f. | ASPH | 11
0922104 |  | TOE RAIL | l.f. | ASPH | 11
0922105 |  | FISHING PIER | LS | ASPH | 11
0922250 |  | BITUMINOUS CONCRETE BIKEWAY | s.y. | ASPH | 11
0922498 |  | TEMPORARY GRAVEL DRIVEWAY AND PARKING AREA | s.y. | INCD | 11
0922499 | 130.00 | TEMPORARY BITUMINOUS CONCRETE DRIVEWAY | s.y. | ASPH | 11
0922500 | 89.52 | BITUMINOUS CONCRETE DRIVEWAY (COMMERCIAL) | s.y. | ASPH | 11
0922501 | 89.85 | BITUMINOUS CONCRETE DRIVEWAY | s.y. | ASPH | 11
0922502 |  | PROCESSED AGGREGATE BASE SURFACED DRIVEWAY | s.y. | BASE | 11
0922503 | 31.15 | GRAVEL DRIVEWAY | s.y. | BASE | 11
0922506 | 250.00 | STONE DRIVEWAY | s.y. | BASE | 11
0922509 | 59.50 | TEMPORARY CONSTRUCTION ACCESS ROAD | s.y. | TBD | 11
0922515.01 |  | TEMPORARY CONSTRUCTION ACCESS ROAD (SITE NO.1) | LS | TBD | 11
0922515.02 |  | TEMPORARY CONSTRUCTION ACCESS ROAD (SITE NO.2) | LS | TBD | 11
0922999 | 26.00 | INLAID THERMOPLASTIC PAVEMENT MARKING SYSTEM | s.f. | TRFP | 11
0924001 |  | CONCRETE RAMP | c.y. | CONC | 11
0924002 | 867.40 | CONCRETE DRIVEWAY RAMP | c.y. | CONC | 11
0924004 | 235.28 | CONCRETE DRIVEWAY RAMP | s.y. | CONC | 11
0924005 |  | HANDICAPPED RAMP | LS | CONC | 11
0924006 | 23.99 | CONCRETE DRIVEWAY RAMP | s.f. | CONC | 11
0925002 |  | RELAY SLATE WALK | s.f. | INCD | 11
0925003 |  | RELAY STONE WALK | s.f. | INCD | 11
0925006 | 60.00 | RELAY BLUESTONE WALK | s.f. | INCD | 11
0925101 | 44.66 | RELAY BRICK WALK | s.f. | INCD | 11
0925201 | 35.00 | PAVEMENT FOR RAILING | s.y. | ASPH | 11
0925301 |  | WOOD HAND RAIL | l.f. | INCD | 11
0930001 | 159.29 | OBJECT MARKER | ea. | TRFP | 11
0930003 | 148.29 | OBJECT MARKER (MAINTENANCE) | ea. | INCD | 11
0939001 | 167.40 | SWEEPING FOR DUST CONTROL | hr | INCD | 11
0941001 |  | SERVICE BRIDGE | ea. | INCD | 11
0941005 |  | INSPECTION OF TEMPORARY BRIDGE | ea. | INCD | 11
0942001 | 469.59 | CALCIUM CHLORIDE FOR DUST CONTROL | ton | INCD | 11
0943001 | 11.68 | WATER FOR DUST CONTROL | m.ga | INCD | 11
0943003 | 70,000.00 | FURNISHING SWEEPER | LS | INCD | 11
0944000 | 8.22 | FURNISHING AND PLACING TOPSOIL | s.y. | LAND | 11
0944010 | 12.50 | FURNISHING AND PLACING TOPSOIL - 12" DEEP | s.y. | LAND | 11
0944101 |  | PLACING TOPSOIL | c.y. | LAND | 11
0944102 | 85.21 | PERMEABLE SOIL FOR VEGETATIVE CHANNEL | c.y. | LAND | 11
0944105 | 361.76 | STRUCTURAL SOIL | c.y. | LAND | 11
0944106 |  | STOCKPILING AND PLACING TOPSOIL | c.y. | LAND | 11
0944107 |  | SPECIAL TOPSOIL - HAZARDOUS WASTE EXCAVATION AREA | s.y. | LAND | 11
0944108 |  | BIORETENTION SOIL MEDIA | c.y. | LAND | 11
0944110 |  | ORGANIC MATERIAL | s.y. | LAND | 11
0945005 | 460.19 | WILDFLOWER ESTABLISHMENT | lb. | LAND | 11
0945006 |  | WILDFLOWER ESTABLISHMENT | s.y. | LAND | 11
0945060 | 24.37 | PINE BARK MULCH | s.y. | LAND | 11
0945301 | 10.78 | MULCHING | s.y. | LAND | 11
0945323 |  | SOIL STABILIZATION JET GROUTING | LS | EROC | 11
0945350 |  | SOIL STABILIZATION GROUTING - PIPE JACKING | l.f. | EROC | 11
0945351 | 1,100,000.00 | SOIL STABILIZATION JET GROUTING (RAILROAD) | LS | EROC | 11
0945360 |  | MICRO-TUNNEL CHEMICAL GROUTING | est. | EROC | 11
0946001 |  | LIMING | ton | LAND | 11
0947003 | 38,600.00 | BUS PASSENGER SHELTER | ea. | TRNS | 11
0947004 |  | REPLACE GUARD SHACK | est. | TRNS | 11
0947021 |  | BUSWAY STATION (SITE NO. 1) | LS | TRNS | 11
0947022 |  | BUSWAY STATION (SITE NO. 2) | LS | TRNS | 11
0947023 |  | BUSWAY STATION (SITE NO. 3) | LS | TRNS | 11
0947024 |  | BUSWAY STATION (SITE NO. 4) | LS | TRNS | 11
0947025 |  | BUSWAY STATION (SITE NO. 5) | LS | TRNS | 11
0947026 |  | BUSWAY STATION (SITE NO. 6) | LS | TRNS | 11
0947027 |  | BUSWAY STATION (SITE NO. 7) | LS | TRNS | 11
0947207 | 1,915.00 | BICYCLE STAND | ea. | TRNS | 11
0947251 |  | SPEED BUMP | ea. | ASPH | 11
0947252 |  | RUBBER SPEED CUSHION | s.f. | ASPH | 11
0947253 | 6,000.00 | SPEED HUMP | ea. | ASPH | 11
0947300 | 7,500.00 | REMOVE AND RESET BUS SHELTER | LS | TRNS | 11
0947302 | 6,250.00 | RELOCATE BUS SHELTER | LS | TRNS | 11
0947303 | 17,497.22 | BUS SHELTER - TYPE - A | ea. | TRNS | 11
0947304 | 6,300.00 | BUS SHELTER - TYPE - B | ea. | TRNS | 11
0948000 |  | FURNISHING AND INSTALLING PLANTING FOR WETLAND RESTORATION | ea. | LAND | 11
0948007 |  | EROSION CONTROL LINING | s.y. | EROC | 11
0948011 |  | WETLAND MITIGATION | LS | ENVR | 11
0948012 |  | WETLAND RESTORATION | s.y. | ENVR | 11
0948013 |  | TIDAL WETLAND CREATION | s.y. | LAND | 11
0948014 |  | STREAM RESTORATION | LS | ENVR | 11
0948015 | 65.00 | TIDAL WETLAND CREATION (THIN LAYER DEPOSITION) | s.y. | ENVR | 11
0948422 |  | HABITAT CREATION | s.f. | ENVR | 11
0948423 |  | HABITAT ENHANCEMENT TYPE A | ea. | ENVR | 11
0948424 |  | HABITAT ENHANCEMENT TYPE B | ea. | ENVR | 11
0948429 | 50,000.00 | ROOTWADS | LS | ENVR | 11
0948431 |  | STREAMBANK STABILIZATION TREATMENT TYPE 1 | l.f. | ENVR | 11
0948432 |  | STREAMBANK STABILIZATION TREATMENT TYPE 2 | l.f. | ENVR | 11
0948433 |  | STREAMBANK STABILIZATION TREATMENT TYPE 3 | l.f. | ENVR | 11
0948434 |  | STREAMBANK STABILIZATION TREATMENT TYPE 4 | l.f. | ENVR | 11
0948435 |  | STREAMBANK STABILIZATION TREATMENT TYPE 5 | l.f. | ENVR | 11
0948436 |  | STREAMBANK STABILIZATION TREATMENT TYPE 6 | l.f. | ENVR | 11
0948437 |  | STREAMBANK STABILIZATION TREATMENT TYPE 7 | l.f. | ENVR | 11
0949000 | 13.16 | WOOD CHIP MULCH | s.y. | LAND | 11
0949000.10 | 104.23 | GRAVEL MULCH | s.y. | LAND | 11
0949002 | 1,321.00 | TRANSPLANT DECIDUOUS TREES 2''(+ OR -) TO 4''(+ OR -) CAL. | ea. | LAND | 11
0949003 | 70,566.14 | FURNISHING, PLANTING AND MULCHING TREES, SHRUBS, VINES AND GROUND COVER PLANTS | LS | LAND | 11
0949004 | 193.57 | ALNUS INCANA, SPECKLED ALDER 4' - 5' HT. B.B. | ea. | LAND | 11
0949005 |  | HYDRANGEA SERRATA 'PREZIOSA', PREZIOSA HYDRANGEA 18'' - 24'' HT. CONT. | ea. | LAND | 11
0949006 |  | SALIX DISCOLOR, PUSSY WILLOW 6' - 8' HT. B.B. | ea. | LAND | 11
0949007 | 17.03 | WETLAND CREATION | s.y. | LAND | 11
0949008 |  | COREOPSIS LANCEOLATA LANCE, LEAVED COREOPSIS 1 QT. CONT. | ea. | LAND | 11
0949009 | 15.00 | ASTER NOVAE-ANGLIAE, NEW ENGLAND ASTER 1 QT. CONT. | ea. | LAND | 11
0949010.03 |  | AESCULUS PARVIFLORA, BOTTLEBRUSH BUCKEYE, #3 CONTAINER | ea. | LAND | 11
0949010.05 |  | AESCULUS PARVIFLORA, BOTTLEBRUSH BUCKEYE, #5 CONTAINER | ea. | LAND | 11
0949011 | 1,220.00 | STUMP GRINDING | ea. | LAND | 11
0949012 |  | HEMEROCALLIS SPP. DAYLILY 1 GAL. CONT. | ea. | LAND | 11
0949014 |  | RUDBECKIA HIRTA, BLACK-EYED SUSAN 1 QT. CONT. | ea. | LAND | 11
0949015 |  | JUNIPERUS CHINENSIS 'OLD GOLD,' OLD GOLD JUNIPER 18'' - 24'' SPR. CONT. | ea. | LAND | 11
0949015.05 |  | JUNIPERUS CHINENSIS 'BLUE POINT', BLUE POINT JUNIPER, 5'-6' HT. B.B. | ea. | LAND | 11
0949015.06 |  | JUNIPERUS CHINENSIS 'SPARTAN', SPARTAN JUNIPER, 6'-7' HT. B.B. | ea. | LAND | 11
0949016 |  | RHODODENDRON 'PURPLE GEM', PURPLE GEM RHODODENDRON 18'' - 24'' HT. CONT. | ea. | LAND | 11
0949017 |  | FURNISHING AND INSTALLING LARGE CALIPER TREES | LS | LAND | 11
0949018 |  | FESTUCA GLAUCA, BLUE FESCUE 1 GALLON CONT. | ea. | LAND | 11
0949019 |  | PENNISETUM ORIENTALE, ORIENTAL FOUNTAIN GRASS 1 GAL. CONT. | ea. | LAND | 11
0949021 | 162.73 | ALNUS SERRULATA, SMOOTH ALDER 24'' - 36'' HT. CONT. | ea. | LAND | 11
0949022 | 105.06 | SALIX DISCOLOR, PUSSY WILLOW 24'' - 36'' HT. CONT. | ea. | LAND | 11
0949023 | 60.05 | CORNUS SERICEA, RED OSIER DOGWOOD 24'' - 36'' HT. CONT. | ea. | LAND | 11
0949024 | 621.00 | ABIES FRASERI, FRASIER FIR 6' - 8' HT. B.B. | ea. | LAND | 11
0949025 |  | PARTHENOCISSUS QUINQUEFOLIA, VIRGINIA CREEPER 2 YR. NO.1 POTS | ea. | LAND | 11
0949026 | 9,510.00 | PRUNING AND TRIMMING | LS | LAND | 11
0949027 |  | FRAXINUS PENNSYLVANICA "CIMMARON", CRIMSON WHITE ASH 3"-4" C AL. B.B. | ea. | LAND | 11
0949029 |  | FURNISHING, PLANTING AND MULCHING TREES, SHRUBS, VINES AND GROUND COVER PLANTS | s.y. | LAND | 11
0949030 |  | ECHINACEA PURPUREA 'BRIGHT- STAR', BRIGHTSTAR CONEFLOWER 1 QT. CONT. | ea. | LAND | 11
0949031 |  | PHLOX PANICULATA ''MARY LOUISE'' MARY LOUISE SUMMER PHLOX 1 QT. CONT. | ea. | LAND | 11
0949032 | 223.33 | HAMAMELIS VIRGINIANA, COMMON WITCH HAZEL 5' - 6" HT. B.B. | ea. | LAND | 11
0949033 |  | AZALEA "GIRARD HOT SHOT", GIRARD'S HOT SHOT AZALEA, 15"-18" HT. B.B. | ea. | LAND | 11
0949034 |  | KALMIA LATIFOLIA "OLYMPIC FIRE", HYBRID MOUNTAIN LAUREL, 24" - 30" HT. B.B. | ea. | LAND | 11
0949035 | 70.50 | SPIREA ALBA, MEADOWSWEET, 18" - 24" HT. B.B. | ea. | LAND | 11
0949036 |  | HOSTA "KABITAN", KABITAN PLANTIAN LILY 1 GAL. CONTAINER | ea. | LAND | 11
0949037 |  | CHAMAEDAPHNE CALYCULATA, LEATHER LEAF, 18" - 24" HT. CONTAIN ER | ea. | LAND | 11
0949038 | 826.42 | CERCIS CANADENSIS "OKLAHOMA", EASTERN REDBUD, 2"-2.5" CAL. B .B. | ea. | LAND | 11
0949039 | 865.00 | BETULA NIGRA "HERITAGE" HERITAGE RIVER BIRCH 12' - 14' HT. B .B. | ea. | LAND | 11
0949040 | 120.08 | HIBISCUS SYRIACUS "APHRODITE", APHRODITE ALTHEA, 24"-30" HT. B.B. | ea. | LAND | 11
0949041 |  | JUNIPERUS SABINA TAMARISCIFOLIA, TAM'S JUNIPER, 15"-18" SPR. B.B. | ea. | LAND | 11
0949042 | 631.76 | CUPRESSOCYPARIS LEYLANDII, LEYLAND CYPRESS, 5' - 6' HT. B.B. | ea. | LAND | 11
0949043 |  | REMOVING, REPLANTING AND MULCHING TREES, SHRUBS, VINES AND GROUND COVER PLANTS | LS | LAND | 11
0949044 |  | LIGUSTRUM VULGARE "LODENSE", LODENSE PRIVET, 24"-30" HT. B.B . | ea. | LAND | 11
0949045 |  | PELTANDRA VIRGINICA, ARROW ARUM TUBES OR PLANTS | ea. | LAND | 11
0949046 |  | VINCA MINOR COMMON PERIWINKLE 2 YR. NO. 1 IN POTS | ea. | LAND | 11
0949047 |  | PYRUS SALICIFOLIA PENDULA "SILFROZAM", SILFROZAM PEAR, 1"-1.5" CAL. B.B. | ea. | LAND | 11
0949048 |  | TYPHA SPP. CATTAIL RHIZOMES OR ROOTS | ea. | LAND | 11
0949049 |  | ACORNUS CALAMUS, SWEETFLAG RHIZOMES OR ROOTS | ea. | LAND | 11
0949050 |  | ALNUS GLUTINOSA EUROPEAN ALDER 18''- 24'' HT. B.B. | ea. | LAND | 11
0949051 |  | ALNUS GLUTINOSA EUROPEAN ALDER 4'- 5' HT. B.B. | ea. | LAND | 11
0949052 |  | TRANSPLANT TREE | ea. | LAND | 11
0949053 | 730.07 | CRATAEGUS CRUSGALLI "INERMIS", THORNLESS COCKSPUR HAWTHORN 2" - 2.5" CAL. B.B. | ea. | LAND | 11
0949054-A1 |  | ACER SACCHARUM (CULTIVARS), SUGAR MAPLE, 5" - 5 1/2" CAL. | ea. | TBD | 11
0949055 | 63.30 | ARONIA ARBUTIFOLIA, RED CHOKEBERRY 18''- 24'' HT. B.B. | ea. | LAND | 11
0949056 | 67.86 | ARONIA MELANOCARPA, BLACK CHOKEBERRY, 2' - 3' HT. B.B. | ea. | LAND | 11
0949057 |  | ARONIA ARBUTIFOLIA RED CHOKEBERRY 18''- 24'' HT. B.R. | ea. | LAND | 11
0949058 | 93.00 | FOTHERGILLA X "MT. AIRY", MT. AIRY FOTHERGILLA, 24"-30" HT. CONTAINER | ea. | LAND | 11
0949059 | 69.10 | ARONIA ARBUTIFOLIA RED CHOKEBERRY 2'- 3' HT. B.B. | ea. | LAND | 11
0949060.05 |  | TAXODIUM DISTICHUM, COMMON BALD CYPRESS, 5' - 6' HT. B.B. | ea. | INCD | 11
0949060.06 | 644.14 | TAXODIUM DISTICHUM, COMMON BALD CYPRESS, 6' - 8' HT. B.B. | ea. | INCD | 11
0949061 |  | JUNIPERUS CHINENSIS SPP., CHINESE JUNIPER 2' - 3' HT. B.B. | ea. | LAND | 11
0949063 |  | PENNISETUM ALOPECUROIDES FOUNTAIN GRASS - 1 GAL. CONT. | ea. | LAND | 11
0949064 | 99.00 | POTENTILLA FRUTICOSA SPP., POTENTILLA 18" - 24" HT. CONTAINER | ea. | LAND | 11
0949065 |  | JUSTICA AMERICANA, WATER WILLOW, 18" - 24" HT. CONTAINER | ea. | LAND | 11
0949066 |  | THUJA OCCIDENTALIS "WOODWARDII", WOODWARD'S GLOBE ARBORVIATE, 15"-18" HT. B.B. | ea. | LAND | 11
0949068 | 23.02 | HEMEROCALLIS "STELLA D'ORO" STELLA D'ORO DAYLILY 1 GAL CONT | ea. | LAND | 11
0949069 |  | CARPINUS CAROLINIANA AMERICAN HAMBEAM 8'-10' HT. B.B. | ea. | LAND | 11
0949070 |  | ERYNGIUM YUCCIFOLIUM RATTLESNAKE MASTER, #1 CONTAINER. | ea. | LAND | 11
0949071 |  | PYRUS CALLERYANA 'CHANTICLEER', CHANTICLEER FLOWERING PEAR, 2 1/2" - 3" CAL. B.B. | ea. | LAND | 11
0949072 |  | ALNUS GLUTINOSA, EUROPEAN ALDER, 4' - 5' HT. | ea. | LAND | 11
0949073 |  | LEUCANTHEMUM X SUPERBUM SPP., SHASTA DAISY, 1 GALLON CONTAIN ER | ea. | LAND | 11
0949074 | 102.00 | MICROBIOTA DECUSSATA, SIBERIAN CYPRESS 18" - 24" SPREAD CONT AINER | ea. | LAND | 11
0949074.03 |  | CHAMAECYPARIS PISIFERA ' GOLDEN MOP', DWARF GOLD MOP SAWARA CYPRESS, #3 CONTAINER | ea. | LAND | 11
0949075 |  | MYRICA GALE, SWEET GALE, 18" - 24" HT. CONTAINER | ea. | LAND | 11
0949076 |  | IRIS VERSICOLOR, BLUE FLAG IRIS, 2" PEAT POT | ea. | LAND | 11
0949076.01 |  | IRIS VERSICOLOR, BLUE FLAG IRIS, #1 CONTAINER | ea. | LAND | 11
0949078 |  | THUJA OCCIDENTALIS "EMERALD", EMERALD GREEN ARBORVITAE, 6' - 8' HT. B.B. | ea. | LAND | 11
0949081 | 897.00 | BETULA PAPYRIFERA, PAPER BIRCH 21/2" - 3" CAL. B.B. | ea. | LAND | 11
0949082 |  | RE-ESTABLISH PLANTINGS | LS | LAND | 11
0949083 |  | PINUS MARIANA, BLACK SPRUCE, 18" - 24" HT. B.R. | ea. | LAND | 11
0949083.05 | 420.00 | PICEA MARIANA, BLACK SPRUCE, 5' - 6' HT. B.B. | ea. | INCD | 11
0949084 |  | COMTONIA PEREGRINA SWEETFERN 15" - 18" HT. B.B. | ea. | LAND | 11
0949085 | 104.29 | CLETHRA ALNIFOLIA SUMMERSWEET 18''-24'' HT. B.B. | ea. | LAND | 11
0949086 | 69.42 | CLETHRA ALNIFOLIA SUMMERSWEET 2'- 3' HT. B.B. | ea. | LAND | 11
0949087 | 107.43 | CLETHRA ALNIFOLIA SUMMERSWEET 3'-4' HT. B.B. | ea. | LAND | 11
0949088 | 54.48 | COMPTONIA PEREGRINA SWEETFERN 12''-15'' HT. B.B. | ea. | LAND | 11
0949089 | 76.86 | COMPTONIA PEREGRINA SWEETFERN 18''- 24'' HT. B.B. | ea. | LAND | 11
0949090 | 1,201.66 | QUERCUS BICOLOR, SWAMP WHITE OAK, 2 1/2" - 3" CAL. B.B. | ea. | LAND | 11
0949091 |  | CORNUS ALBA SIBIRICA SIBERIAN DOGWOOD 2'- 3' HT. B.R. | ea. | LAND | 11
0949092 |  | CORNUS ALBA SIBERICA SIBERIAN DOGWOOD 3'-4' HT. B.R. | ea. | LAND | 11
0949093 | 60.00 | COMPTONIA PEREGRINA SWEETFERN 15''-18'' HT. B.B. | ea. | LAND | 11
0949094 |  | CRATAEGUS LAEVIGATA, ENGLISH HAWTHORN, 8' - 10' HT. B.B. | ea. | LAND | 11
0949095 |  | CORNUS ALBA SIBERICA SIBERIAN DOGWOOD 2'-3' HT. B.B. | ea. | LAND | 11
0949096 |  | CORNUS ALBA SIBERICA SIBERIAN DOGWOOD 3'-4' HT. B.B. | ea. | LAND | 11
0949097 | 96.00 | AMELANCHIER CANADENSIS, SHADBLOW SERVICEBERRY 18"-24" HT. B. B. | ea. | LAND | 11
0949098 | 200.00 | CORNUS SERICEA, REDOSIER DOGWOOD 18"-24" HT. CONTAINER | ea. | LAND | 11
0949099 | 73.00 | CORNUS AMOMUM, SILKY DOGWOOD 18"-24" HT. CONTAINER | ea. | LAND | 11
0949101 | 85.05 | CORNUS AMOMUM SILKY DOGWOOD 3'-4' HT. B.R. | ea. | LAND | 11
0949102 | 26.00 | PYCNANTHEMUM MUTICUM, BLUNT MOUNTAIN MINT, #1 CONTAINER | ea. | LAND | 11
0949103 | 99.21 | CORNUS SERICEA RED OSIER DOGWOOD 3' - 4' HT. B.B. | ea. | LAND | 11
0949104 |  | ACER SACCHARUM, SUGAR MAPLE, 1 3/4" - 2" CAL. B.B. | ea. | LAND | 11
0949105 | 20.18 | ACHILLEA MILLEFOLIUM, YARROW, 1 GALLON CONTAINER | ea. | LAND | 11
0949106 |  | JUNCUS EFFUSUS, SOFT RUSH, 2" PEAT POT | ea. | LAND | 11
0949106.01 |  | JUNCUS EFFUSUS, SOFT RUSH, #1 CONTAINER | ea. | LAND | 11
0949107 |  | CORNUS SERICEA REDOSIER DOGWOOD 24'' - 30'' HT. B.B. | ea. | LAND | 11
0949108 |  | SPIRAEA LATIFOLIA, MEADOW SWEET, 18" - -24" HT. CONTAINER | ea. | LAND | 11
0949109 |  | VACCINIUM MACROCARPON, AMERICAN CRANBERRY, 18" - 24" HT. CON TAINER | ea. | LAND | 11
0949110 | 65.00 | RAIN GARDEN | s.y. | LAND | 11
0949111 | 15.24 | PROTECTIVE FENCING | l.f. | LAND | 11
0949112 |  | CORNUS RACEMOSA GRAY DOGWOOD 4'-5' HT. B.B. | ea. | LAND | 11
0949113 | 60.59 | CORNUS RACEMOSA GRAY DOGWOOD 2'-3' HT. B.B. | ea. | LAND | 11
0949114 | 99.10 | CORNUS RACEMOSA GRAY DOGWOOD 3'-4' HT. B.B. | ea. | LAND | 11
0949115 |  | CORNUS STOLONIFERA FLAVIRAMEA YELLOWTWIG REDOSIER DOGWOOD 2'-3' HT. B.R. | ea. | LAND | 11
0949116 |  | CORNUS STOLONIFERA FLAVIRAMEA YELLOWTWIG REDOSIER DOGWOOD 3'-4' HT. B.R. | ea. | LAND | 11
0949117 |  | CORNUS STOLONIFERA REDOSIER DOGWOOD 18''-24'' HT. B.R. | ea. | LAND | 11
0949118 |  | DEUTZIA GRACILIS SPP., SLENDER DEUTZIA SPECIES 18" - 24" HT. CONTAINER | ea. | LAND | 11
0949118.02 |  | DEUTZIA GRACILIS 'NIKKO', NIKKO SPREADING DEUTZIA, #2 CONTAINER | ea. | LAND | 11
0949119 |  | CHIONANTHUS VIRGINICUS, WHITE FRINGETREE 4' - 5' HT. B.B. | ea. | LAND | 11
0949120 |  | CORNUS STOLONIFERA FLAVIRAMEA YELLOWTWIG REDOSIER DOGWOOD 3'-4' HT. B.B. | ea. | LAND | 11
0949121 |  | ENKIANTHUS CAMPANULATUS SPP., 18" - 24" HT. CONTAINER | ea. | LAND | 11
0949122 |  | CORNUS STOLONIFERA REDOSIER DOGWOOD 2'-3' HT. B.B. | ea. | LAND | 11
0949123 |  | CORNUS STOLONIFERA REDOSIER DOGWOOD 3'-4' HT. B.B. | ea. | LAND | 11
0949124 | 802.32 | AESCULUS PAVIA - RED BUCKEYE 8'-10' HT. B.B. | ea. | LAND | 11
0949125 | 60.00 | LEUCOTHOE FONTANESIANA, DROOPING LEUCOTHOE 2'-3' HT. B. B. | ea. | INCD | 11
0949126 |  | CARPINUS CAROLINIANA, AMERICAN HORNBEAM, 3 1/2" - 4" CAL. B. B. | ea. | LAND | 11
0949127 | 80.75 | CEPHALANTHUS OCCIDENTALIS, BUTTON BUSH 18" - 24" HT. CG | ea. | LAND | 11
0949128 |  | FACUS ATROPUNICEA COPPER BEECH 2 1/2'' - 3'' CAL. B.B | ea. | LAND | 11
0949129 |  | CEPHALANTHUS OCCIDENTALIS, BUTTONBUSH 1 GALLON CONTAINER | ea. | LAND | 11
0949130 | 28.82 | LOBELIA CARDINALIS, CARDINAL FLOWER 1 GALLON CONTAINER | ea. | LAND | 11
0949131 | 670.00 | SYRINGA RETICULATA, "IVORY SILK" JAPANESE TREE LILAC 2"-2.5" CAL. B.B. | ea. | LAND | 11
0949132 | 96.54 | SAMBUCUS CANADENSIS, COMMON ELDERBERRY 18"-24" HT. CONTAINER | ea. | LAND | 11
0949133 | 60.00 | VACCINIUM CORYMBOSUM, HIGHBUSH BLUEBERRY 18"-24" HT. CONTAIN ER | ea. | LAND | 11
0949134 |  | VIBURNUM TRILOBUM AMERICAN CRAN- BERRYBUSH 18"-24" HT. CONTA INER | ea. | LAND | 11
0949136 | 82.00 | COTONEASTER DIVARICATA SPREADING COTONEASTER 18''-24'' HT.B. B. | ea. | LAND | 11
0949137 |  | VIBURNUM LENTAGO NANNYBERRY VIBURNUM 18"- 24" HT. CONTAINER | ea. | LAND | 11
0949138 |  | ALNUS RUGOSA, SPECKLED ALDER 18"-24" HT. B.B. | ea. | LAND | 11
0949140 | 55.00 | COTONEASTER HORIZONTALIS ROCK COTONEASTER 18''-24''HT.B.B. | ea. | LAND | 11
0949141 |  | CARYA GLABRA, PIGNUT HICKORY, 2'-3' HT. CONTAINER | ea. | LAND | 11
0949142 | 82.03 | QUERCUS PALUSTRIS, PIN OAK, 24" - 36" HT. NO.3 CONTAINER | ea. | LAND | 11
0949143 |  | RHODODENDRON VISCOSUM, SWAMP AZALEA 3'-4' HT. B.B. | ea. | LAND | 11
0949144 |  | NARCISSUS MINIMUS, MINIATURE DAFFODIL 1 QUART CONTAINER | ea. | LAND | 11
0949145 | 534.94 | QUERCUS RUBRA, NORTHERN RED OAK, 1 3/4" - 2" CAL. B.B. | ea. | LAND | 11
0949146 | 1,137.00 | QUERCUS RUBRA, NORTHERN RED OAK, 3" - 3 1/2" CAL. B.B. | ea. | LAND | 11
0949147 | 2,300.00 | CARYA OVATA, SHAGBARK HICKORY, 10' - 15' HT. B.B. | ea. | LAND | 11
0949148 |  | CORNUS RUTGERS STELLAR PINK, STELLAR PINK DOGWOOD, 10'-15' HT. B.B. | ea. | LAND | 11
0949149 | 91.80 | QUERCUS RUBRA, NORTHERN RED OAK, 24" - 36" HT. NO. 3 CONTAIN ER | ea. | LAND | 11
0949150 | 95.77 | QUERCUS BICOLOR, SWAMP WHITE OAK 2'-3' HT. CONTAINER | ea. | LAND | 11
0949151 | 680.50 | BETULA NIGRA, RIVER BIRCH, 8' - 10' HT. B.B. | ea. | LAND | 11
0949152 | 420.00 | JUNIPERUS CHINENSIS SPP., CHINESE JUNIPER SPECIES, 5'-6' HT. B.B. | ea. | LAND | 11
0949152.07 |  | JUNIPERUS CHINENSIS 'BLUE POINT', BLUE POINT JUNIPER, 7'-8' HT. B.B. | ea. | LAND | 11
0949153 | 373.00 | THUJA PLICATA, WESTERN ARBORVITAE, 6' - 8' HT. B.B. | ea. | LAND | 11
0949154 | 78.75 | POPULUS DELTOIDES, COTTONWOOD 2'-3' HT. CONTAINER | ea. | LAND | 11
0949155 |  | TILIA AMERICANA, BASSWOOD, 3" - 3 1/2" CAL. B.B. | ea. | LAND | 11
0949155.01 |  | TILIA AMERICANA, BASSWOOD, 2" - 2 1/2" CAL. B.B. | ea. | LAND | 11
0949156 | 65.48 | VIBURNUM DENTATUM, ARROWWOOD, 24" - 36" HT. NO. 3 CONTAINER | ea. | LAND | 11
0949157 | 21.21 | ECHINACEA PUPUREA, PURPLE CONE FLOWER, 1 GAL. CONTAINER | ea. | LAND | 11
0949158 | 140.22 | MYRICA PENNSYLVANICA, NORTHERN BAYBERRY 36" - 48" HT. B.B. | ea. | LAND | 11
0949159 |  | CATANANCHE CAERULEA, CUPID'S DART 1 GALLON CONTAINER | ea. | LAND | 11
0949159-A1 |  | BETULA PAPYRIFERA, PAPER BIRCH, 8' - 10' HT. CLUMPS | ea. | LAND | 11
0949160 | 8.28 | SPECIAL SOIL PREPARATION | s.y. | LAND | 11
0949161 |  | ILEX GLABRA ''COMPACTA'' COMPACT INKBERRY 18'' - 24'' HT. B. B. | ea. | LAND | 11
0949162 |  | JUNIPERUS SABINA TAMARISCIFOLIA, "TAMS JUNIPER" 18"-24" SPRE AD B.B. | ea. | LAND | 11
0949163 |  | PIERIS JAPONICA, JAPANESE ANDROMEDA 15" - 18" HT. C.G. | ea. | LAND | 11
0949164 |  | MALUS "SPRING SNOW", SPRING SNOW CRABAPPLE 2.5" - 3" CAL. B. B. | ea. | LAND | 11
0949165 | 650.84 | CARYA OVATA, SHAGBARK HICKORY, 1 3/4" - 2" CAL. B.B. | ea. | LAND | 11
0949166 |  | PIERIS JAPONICA, JAPANESE ANDROMEDA 24" - 36" HT. B.B. | ea. | LAND | 11
0949167 |  | KALMIA LATIFOLIA MYRTIFOLIA, DWARF MOUNTAIN LAUREL 3 '- 4' H T. B.B. | ea. | LAND | 11
0949168 |  | LUPINUS "GALLERY HYBRID", GALLERY HYBRID LUPINE 1 GAL. CONTA INER | ea. | LAND | 11
0949169 |  | VIBURNUM RHYTIDOPHYLLUM, LEATHER LEAF VIBURNUM 3' - 4' HT. B .B. | ea. | LAND | 11
0949170 |  | POTENTILLA FRUTICOSA "SUTTER'S 1 GAL. CONTAINER | ea. | LAND | 11
0949171 |  | MISCANTHUS SINENSIS "SIBERFEDER", SILVER MAIDEN GRASS 1 GAL. CONT. | ea. | LAND | 11
0949172 | 19.20 | RUDBECKIA HIRTA, BLACK-EYED SUSAN 1 GAL. CONTAINER | ea. | LAND | 11
0949173 |  | EUONYMUS ALATUS WINGED EUONYMUS 18''-24'' HT. B.R. | ea. | LAND | 11
0949174 |  | PENNISETUM ALOPECUROIDES "LITTLE BUNNY", LITTLE BUNNY FOUNTAIN GRASS - 1 GALLON CONTAINER | ea. | LAND | 11
0949175 | 52.00 | BETULA BIGRA RIVER BIRCH (1 GAL.) | ea. | LAND | 11
0949176 |  | ILEX GLABRA 'CHAMZIN', CHAMZIN HOLLY 18'' - 24'' HT. B.B. PLANT PATENT #6962 | ea. | LAND | 11
0949177 | 65.00 | VIBURNUM DENTATUM, ARROWWOOD VIBURNUM 18" - 24" HT. B.B. | ea. | LAND | 11
0949178 |  | CRATAEGUS CRUSGALLI, COCKSPUR HAWTHORN 18" - 24" HT. B.B. | ea. | LAND | 11
0949178.20 |  | CRATAEGUS X MORDENENSIS 'TOBA', TOBA HAWTHORN, 2"-2 1/2" CAL. B.B. | ea. | LAND | 11
0949179 |  | GAYLUSSACIA BACCATA, BLACK HUCKLEBERRY 12" - 18" HT. B.B. | ea. | LAND | 11
0949180 |  | EUONYMUS ALATUS WINGED EUONYMUS 3'-4' HT. B.B. | ea. | LAND | 11
0949181 |  | PRUNUS PUMILA VAR. DEPRESSA, SAND CHERRY 12" - 15" HT. B.B. | ea. | LAND | 11
0949182 |  | PRUNUS SUBHIRTELLA "AUTUMNALLIS", 3" CAL. B.B. | ea. | LAND | 11
0949183 |  | ROSA MEIDILAND (RED), MEIDILAND RED ROSE, 18" - 24" SPR. B.B . | ea. | LAND | 11
0949185 |  | ROSA MEIDILAND (WHITE), MEIDILAND WHITE ROSE, 18" - 24" SPR. B.B. | ea. | LAND | 11
0949187 |  | FAGUS GRANDIFOLIA AMERICAN BEECH 3-1/2" - 4" CAL.B.B. | ea. | LAND | 11
0949188 |  | PONTEDERIA CORDATA, PICKEREL WEED 2" PLUG | ea. | LAND | 11
0949190 |  | COTINUS OBOVATUS (AMERICAN SMOKE TREE) 4'-5' HT. | ea. | LAND | 11
0949191 |  | EUONYMUS ALATUS COMPACTUS DWARF WINGED EUONYMUS 15''-18'' HT .B.B. | ea. | LAND | 11
0949192 |  | EUONYMUS ALATUS COMPACTUS DWARF WINGED EUONYMUS 18" - 24" HT . B.B. | ea. | LAND | 11
0949193 |  | EUONYMUS ALATUS COMPACTUS DWARF WINGED EUONYMUS 2'-3' HT. B. B. | ea. | LAND | 11
0949194 |  | EUONYMUS ALATUS COMPACTUS DWARF WINGED EUONYMUS 3'-4' HT. B. B. | ea. | LAND | 11
0949195 | 59.56 | FORSYTHIA INTERMEDIA BORDER FORSYTHIA 2'-3' HT. B.R. | ea. | LAND | 11
0949196 |  | FORSYTHIA INTERMEDIA BORDER FORSYTHIA 3'-4' HT. B.R. | ea. | LAND | 11
0949197 |  | MAGNOLIA STELLATA-STAR MAGNOLIA 8' - 10' HT. B.B. | ea. | LAND | 11
0949198 |  | SALIX NIGRA, BLACK WILLOW, 18" - 24" HT. B.B. | ea. | LAND | 11
0949199 |  | THELYPTERIS PALUSTRIS, MARSH FERN, 1 GAL. CONTAINER | ea. | LAND | 11
0949200 |  | FORSYTHIA INTERMEDIA SPECTABILIS SHOWY BORDER FORSYTHIA 3'-4' HT. B.R. | ea. | LAND | 11
0949201 |  | SAGITTARIA GRAMINEA, GRASSLEAF ARROWHEAD 2" PLUG | ea. | LAND | 11
0949202 |  | FORSYTHIA SUSPENSA WEEPING FORSYTHIA 18''-24'' HT. B.R. | ea. | LAND | 11
0949203 |  | FORSYTHIA SUSPENSA WEEPING FORSYTHIA 2'-3' HT. B.R. | ea. | LAND | 11
0949204 |  | FORSYTHIA SUSPENSA WEEPING FORSYTHIA 3'-4' HT. B.R. | ea. | LAND | 11
0949205 |  | ZELKOVA SERRATA-GREEN VASE ZELKOVA 2-1/2" - 3" CAL. B.B. | ea. | LAND | 11
0949206 |  | SAGITTARIA LATIFOLIA, BROADLEAF, ARROWHEAD 2" PLUG | ea. | LAND | 11
0949207 |  | ACORNUS CALAMUS, SWEETFLAG, 2" PEAT POT | ea. | LAND | 11
0949208 |  | ACER SACCHARINUM, SILVER MAPLE, 18" - 24" HT. B.B. | ea. | LAND | 11
0949209 | 95.00 | ABIES BALSAMEA, BALSAM FIR, 18" - 24" HT. B.B. | ea. | LAND | 11
0949210 | 500.00 | ABIES BALSAMEA, BALSAM FIR, 6' - 8' HT. B.B. | ea. | LAND | 11
0949211 |  | GINKO BILOBA, MAIDENHAIR TREE 2 1/2" - 3" CAL. B.B. | ea. | LAND | 11
0949212 | 52.00 | ARONIA MELANOCARPA - BLACK CHOKEBERRY 18''- 24'' HT. B.B. | ea. | LAND | 11
0949213 |  | ILEX OPACA, AMERICAN HOLLY, 6' - 8' HT. B.B. | ea. | LAND | 11
0949214 | 24.72 | ASTER NOVAE 'ANGLIAE', NEW ENGLAND ASTER, 1 GAL. CONTAINER | ea. | LAND | 11
0949216 |  | FRAXINUS PENNSYLVANICA "AUTUMN PURPLE", AUTUMN PURPLE ASH, 2 1/2" - 3" CAL. B.B. | ea. | LAND | 11
0949217 |  | GAILLARDIA ARISTATA, BLANKET FLOWER 1 GAL. | ea. | LAND | 11
0949218 |  | ILEX CRENATA CONVEXA CONVEXLEAF JAPANESE HOLLY 12''- 15'' SPREAD B.B. | ea. | LAND | 11
0949218.05 |  | IIEX X 'NELLIE STEVENS', NELLIE STEVENS HOLLY,5'-6' HT. B.B. | ea. | LAND | 11
0949218.07 |  | IIEX X 'NELLIE STEVENS', NELLIE STEVENS HOLLY, 7'-8' HT. B.B. | ea. | LAND | 11
0949218.08 |  | IIEX X 'NELLIE STEVENS', NELLIE STEVENS HOLLY, 8'-10' HT. B.B. | ea. | LAND | 11
0949219 |  | LUPINUS POLYPHYLLUS, RUSSELS HYBRID LUPINE, 1 GAL. CONTAINER | ea. | LAND | 11
0949220 |  | MONARDA CITRIODORA LEMON BEE BALM, #1 CONTAINER | ea. | LAND | 11
0949221 |  | ILEX GLABRA INKBERRY 15''-18'' HT. B.B. | ea. | LAND | 11
0949222 |  | ILEX GLABRA INKBERRY 18''-24'' HT. B.B. | ea. | LAND | 11
0949223 |  | SYRINGA VULGARIS 'PRESIDENT GREVY' (PRESIDENT GREVY LILAC) 5'-6' HT. B&B | ea. | LAND | 11
0949223.03 |  | SYRINGA VULGARIS COMMON LILAC, #3 CONTAINER | ea. | INCD | 11
0949224 | 516.52 | ILEX OPACA ( AMERICAN HOLLY) 4'-5' HT. B&B | ea. | LAND | 11
0949225 |  | CLETHRA ALNIFOLIA (SUMMERSWEET) 4'-5' HT. | ea. | LAND | 11
0949226 | 325.00 | ILEX VERTICILLATA COMMON WINTERBERRY 18''- 24'' HT. B.B. | ea. | LAND | 11
0949227 | 89.39 | ILEX VERTICILLATA COMMON WINTERBERRY 2'-3' HT. B.B. | ea. | LAND | 11
0949228 | 88.79 | ILEX VERTICILLATA COMMON WINTERBERRY 3'-4' HT. B.B. | ea. | LAND | 11
0949229 |  | HYPERCUM PATULUM 'SUNGOLD' (SUNGOLD ST. JOHNSWORT) 15" HT. MIN | ea. | LAND | 11
0949231 | 101.99 | ILEX GLABRA ''COMPACTA'' COMPACT INKBERRY 24'' - 30'' HT. B. B. | ea. | LAND | 11
0949234 |  | JUNIPERUS CHINENSIS HETZI HETZ JUNIPER 18''-24'' SPREAD B.B. | ea. | LAND | 11
0949234.07 |  | JUNIPERUS CHINENSIS 'HETZI COLUMNARIS', COLUMNAR HETZI JUNIPER, 7'-8' HT. B.B. | ea. | LAND | 11
0949235 |  | SALIX PURPUREA, PURPLE OSIER, 16" - 24" HT. B.B. | ea. | LAND | 11
0949236 | 30.00 | COREOPSIS LANCEOLATA "ASTERACEAE", TICKSEED 1 GALLON CONTAIN ER | ea. | LAND | 11
0949237 | 46.00 | CORYLUS AMERICANA, AMERICAN HAZELNUT 18"-24" HT. CONTAINER | ea. | LAND | 11
0949237.03 |  | CORYLUS AMERICANA, AMERICAN HAZELNUT #3 CONTAINER | ea. | LAND | 11
0949237.05 |  | CORYLUS AMERICANA, AMERICAN HAZELNUT #5 CONTAINER | ea. | LAND | 11
0949238 |  | JUNIPERUS PFITZER COMPACTUS, COMPACT PFITZER JUNIPER, 18"-24" SPREAD B.B. | ea. | LAND | 11
0949241 |  | JUNIPERUS CHINENSIS PFITZERIANA 18''- 24'' SPREAD B.B. | ea. | LAND | 11
0949242 | 71.78 | JUNIPERUS CHINENSIS PFITZERIANA PFITZER JUNIPER 2'-3' SPREAD B.B. | ea. | LAND | 11
0949243 | 101.32 | SPIRAEA BUMALDA 'ANTHONY WATERER' (ANTHONY WATERER SPIRAEA) 30" HT. MIN. | ea. | LAND | 11
0949244 |  | JUNIPERUS CHINENSIS PFITZERIANA COMPACTA COMPACT PFITZER JUNIPER 18''- 24'' SPREAD B.B. | ea. | LAND | 11
0949248 |  | JUNIPERUS CHINENSIS SARGENTI 18''- 24'' SPREAD B.B. | ea. | LAND | 11
0949251 |  | JUNIPERUS CHINENSIS "SAN JOSE" JUNIPER 15''- 18'' HT. B.B. | ea. | LAND | 11
0949252 |  | ASTER OBLONGIFOLIUS (AROMATIC ASTER) 1 GAL. | ea. | TBD | 11
0949253 |  | BOUTELOUA CURTIPENDULA (SIDE OATS) 1 GAL. | ea. | TBD | 11
0949254 |  | MAGNOLIA STELLATA, STAR MAGNOLIA, 5' - 6' HT. B.B. | ea. | LAND | 11
0949255 |  | JUNIPERUS HORIZONTALIS "BLUE CHIP" BLUE CHIP JUNIPER 18'' - 24'' SPREAD B.B. | ea. | LAND | 11
0949257 |  | JUNIPERUS HORIZONTALIS PLUMOSA, ANDORRA CREEPING JUNIPER 18''- 24'' HT. B.B. | ea. | LAND | 11
0949258 |  | LESPEDEZA VIRGINICA (SLENDER BUSHCLOVER) 1 GAL. | ea. | TBD | 11
0949259 | 26.69 | LIATRIS SPICATA (SPIKED GAYFEATHER) 1 GAL. | ea. | TBD | 11
0949260 |  | JUNIPERUS HORIZONTALIS BAR HARBOR BAR HARBOR JUNIPER 15''- 18'' SPREAD B.B. | ea. | LAND | 11
0949261 | 50.00 | JUNIPERUS HORIZONTALIS ''BAR HARBOR'' BAR HARBOR JUNIPER 18'' - 24'' SPR. B. B. | ea. | LAND | 11
0949264 |  | JUNIPER CHINENSIS "SEAGREEN" SEAGREEN JUNIPER 18"-24" SPREAD B.B. | ea. | LAND | 11
0949265 |  | JUNIPERUS SCOPULORUM "BLUE HAVEN" - BLUE HAVEN JUNIPER, 5'-6 ' HT. B.B. | ea. | LAND | 11
0949265.06 |  | JUNIPERUS VIRGINIANA 'BLUE ARROW',BLUE ARROW JUNIPER, 6'-7' H-T. B.B. | ea. | LAND | 11
0949266 | 23.73 | PENSTEMON HIRSUTUS (HAIRY BEARDTONGUE) 1 GALLON CONTAINER | ea. | TBD | 11
0949267 | 23.38 | SOLIDAGO JUNCEA (EARLY GOLDENROD) 1 GALLON CONTAINER | ea. | TBD | 11
0949268 |  | JUNIPERUS HORIZONTALIS, "WILTONI" BLUE RUG JUNIPER 18"-24" SPREAD B.B. | ea. | LAND | 11
0949269 |  | WEIGELA FLORIDA, OLD FASHIONED WEIGELA, 18" - 24" HT. CONTAI NER | ea. | LAND | 11
0949271 | 22.80 | TRADESCANTIA OHIENSIS (OHIO SPEDERWORT) 1 GAL. | ea. | TBD | 11
0949272 | 101.61 | JUNIPERUS COMMUNIS DEPRESSA OLDFIELD COMMON JUNIPER 18''- 24'' HT. B.B. | ea. | LAND | 11
0949273 | 175.00 | KALMIA LATIFOLIA "MOUNTAIN LAUREL" 3'-3-1/2' HT. B.B. | ea. | LAND | 11
0949274 |  | SYRINGA PATULA "MISS KIM", MISS KIM LILAC, 18" - 24" HT. CON TAINER | ea. | LAND | 11
0949275 | 88.00 | JUNIPERUS CHINENSIS 'PROCUMBENS 18'' - 24'' SPR. B.B. | ea. | LAND | 11
0949276 |  | JUNIPERUS SABINA "WICHITA BLUE" WICHITA BLUE JUNIPER 6'-0" | ea. | LAND | 11
0949277 |  | ACER SACCHARINIUM, SILVER MAPLE 24" - 36" HT. B.B. | ea. | LAND | 11
0949278 |  | KALMIA LATIFOLIA MOUNTAIN LAUREL KALMIA 15''- 18'' HT. B.B. | ea. | LAND | 11
0949279 | 75.76 | KALMIA LATIFOLIA MOUNTAIN LAUREL KALMIA 18'' - 24'' HT. B. B . | ea. | LAND | 11
0949283 |  | LARIX DECIDUA EUROPEAN LARCH 21/2'' - 3'' CAL. B.B. | ea. | LAND | 11
0949284 | 75.00 | VACCINIUM ANGUSTIFOLIUM, LOW BUSH BLUEBERRY 18" - 24" HT. B. B. | ea. | LAND | 11
0949285 | 82.40 | HAMAMELIS VIRGINIANA, WITCH HAZEL 18" - 24" HT. B.B. | ea. | LAND | 11
0949286 |  | PRUNUS PUMILA VAR. DEPRESSA, SAND CHERRY 18" - 24" HT. B.B. | ea. | LAND | 11
0949287 |  | LARIX LARICINA, AMERICAN LARCH 6.0' - 8.0' HT. B.B. | ea. | LAND | 11
0949288 | 89.25 | AMELANCHIER ARBOREA, DOWNY SERVICE- BERRY 24" - 36" HT. B.B. | ea. | LAND | 11
0949289 | 29.00 | PYCNANTHEMUM TENUIFOLIUM NARROW-LEAF MOUNTAIN MINT, #1 CONTAINER | ea. | LAND | 11
0949290 |  | N.E. WETMIX | s.f. | LAND | 11
0949291 |  | N.E. CONSERVATION/WILDLIFE MIX | s.f. | LAND | 11
0949292 | 73.00 | ALNUS INCANA, SPECKLED ALDER 18" - 24" HT. B.B. | ea. | LAND | 11
0949293 |  | CORNUS ALBA SIBIRICA, SIBERIAN DOGWOOD 18" - 24" HT. B.B. | ea. | LAND | 11
0949294 |  | RHODODENDRON SCINTILLATION, 24" - 36" HT. B.B. | ea. | LAND | 11
0949295 |  | ARCHOSTAPHYLOS UVS-URSI, BEARBERRY 1 GAL. CONTAINER | ea. | LAND | 11
0949296 |  | COREOPSIS VERTICELLATA "MOONBEAM", MOONBEAM COREOPSIS 1 QUART CONTAINER | ea. | LAND | 11
0949297 |  | HELICTOTRICHEN SEMPERVIRENS, BLUE OAT GRASS 1 QUART CONTAINE R | ea. | LAND | 11
0949298 |  | FOTHERGILLA GARDENI FOTHERGILLA 2' -3' HT. B.B. | ea. | LAND | 11
0949299 |  | KALIMERIS INTEGRIFOLIA, JAPANESE ASTER 1 QUART CONTAINER | ea. | LAND | 11
0949300 |  | HYDRANGEA QUERCIFOLIA OAKLEAF HYDRANGEA 2' - 3' HT. B.B. | ea. | LAND | 11
0949301 |  | SPARGANIUM AMERICANUM BURREED 2" PLUG | ea. | LAND | 11
0949302 | 81.45 | ULMUS AMERICANA CV. "VALLEY FORGE" OR "NEW HARMONY" "VALLEY FORGE" OR "NEW HARMONY" AMERICAN ELM 2' - 3' HT. B.B. | ea. | LAND | 11
0949303 | 27.65 | ANDROPOGON SCOPARIUM LITTLE BLUESTEM 1 GALLON CONTAINER | ea. | LAND | 11
0949304 | 116.28 | BETULA ALLEGENIENSIS YELLOW BIRCH 2' - 3' HT. B.B. | ea. | LAND | 11
0949305 |  | FRAXINUS PENNSYLVANICA GREEN ASH 2' - 3' HT. B.B. | ea. | LAND | 11
0949306 |  | LYONIA LIGUSTRINA MALEBERRY 18" - 24" HT. B.B. | ea. | LAND | 11
0949307 |  | NUPHAR LUTEUM YELLOW WATER LILY TUBER | ea. | LAND | 11
0949308 |  | LIGUSTRUM OBTUSIFOLIUM REGELIANUM REGELS BORDER PRIVET 12''-15'' HT. B.R. | ea. | LAND | 11
0949310 | 250.00 | NYSSA SYLVATICA BLACK GUM 2' - 3' HT. B.B. | ea. | LAND | 11
0949311 |  | LIGUSTRUM OBTUSIFOLIUM REGELIANUM REGELS BORDER PRIVET 2'-3' HT. B.R. | ea. | LAND | 11
0949312 | 88.26 | ITEA VIRGINICA "HENRY'S GARNET" "HENRY'S GARNET" SWEETSPIRE 2' - 3' HT. B.B. | ea. | LAND | 11
0949313 |  | YUCCA FILAMENTOSA ADAM'S NEEDLE 1 GALLON CONTAINER | ea. | LAND | 11
0949314 | 55.00 | SALIX DISCOLOR PUSSY WILLOW 18" - 24" HT. B.B. | ea. | LAND | 11
0949315 | 30.27 | FIBER ROLL | l.f. | EROC | 11
0949317 |  | SALIX DISCOLOR PUSSY WILLOW TUBELING | ea. | LAND | 11
0949318 |  | VIBURNUM BURKWOODII, BURKWOOD VIBURNUM, 18" - 24" HT. CONTAI NER | ea. | LAND | 11
0949319 |  | LIGUSTRUM IBOLIUM IBOLIUM PRIVET 2'- 3' HT. B.R. | ea. | LAND | 11
0949320 |  | LIGUSTRUM IBOLIUM IBOLIUM PRIVET 3'-4' HT. B.R. | ea. | LAND | 11
0949321 |  | HOSTA SPP. (PLANTAIN LILLY) 1 GALLON CONTAINER | ea. | TBD | 11
0949323 |  | ATHYRIUM FILIX-FEMINA (LADY FERN) 1 GALLON CONTAINER | ea. | TBD | 11
0949324 | 144.62 | LINDERA BENZOIN, COMMON SPICEBUSH 18"- 24" HT. B.B. | ea. | LAND | 11
0949325 | 83.08 | LINDERA BENZOIN COMMON SPICEBUSH 2'- 3' HT. B.B. | ea. | LAND | 11
0949326 |  | CORNUS SERICEA "BAILEYI" (BAILEY'S REDTWIG DOGWOOD) 4' HT. MIN. | ea. | LAND | 11
0949327 |  | WETLAND MICROTOPOGRAPHY (ESTIMATED COST) | est. | LAND | 11
0949328 |  | SAGITTARIA LATIFOLIA, BIG LEAVED ARROWHEAD, TUBER | ea. | LAND | 11
0949329 |  | SCIRPUS ATROVIREUS, DARK GREEN BULRUSH, SPROUT, B.R. | ea. | LAND | 11
0949330 |  | CAREX CRINITA, FRINGED SEDGE, SPROUT, B.R. | ea. | LAND | 11
0949331 |  | SPARGANIUM EURYCARPUM, GIANT BUR-REED, SPROUT, B.R. | ea. | LAND | 11
0949332 |  | CAREX LACUSTRIS, LAKE SEDGE, SPROUT B.R. | ea. | LAND | 11
0949333 |  | POLYGONUM HYDROPIPEROIDES, MILD WATER PEPPER, SEED | lb. | LAND | 11
0949334 |  | SCIRPUS VALIDUS, SOFT STEM BULRUSH, SPROUT, B.R. | ea. | LAND | 11
0949335 |  | DULICHIUM ARUNDINACEUM, THREE WAY SEDGE, SPROUT, B.R. | ea. | LAND | 11
0949336 |  | LONICERA FRAJANTISSIMA WINTER HONEYSUCKLE 2.0'-3.0'HT.B.R. | ea. | LAND | 11
0949337 |  | CAREX STRICTA, TUSSOCK SEDGE, SPROUT, B.R. | ea. | LAND | 11
0949338.03 | 57.75 | LONICERA SEMPERVIRENS, TRUMPET HONEYSUCKLE, #3 CONTAINER | ea. | INCD | 11
0949339 |  | LONICERA TATARICA TATARIAN HONEYSUCKLE 2'-3' HT. B.B. | ea. | LAND | 11
0949340 | 617.17 | AMELANCHIER LAEVIS, ALLEGHENY SERVICEBERRY, 2"-21/2" CAL. B. B. | ea. | LAND | 11
0949342 | 630.00 | METASEQUOIA GLYPTOSTROBOIDES, DAWN REDWOOD, 6' - 7' HT. B.B. | ea. | LAND | 11
0949342.05 |  | METASEQUOIA GLYPTOSTROBOIDES, DAWN REDWOOD, #5 CONTAINER | ea. | INCD | 11
0949343 |  | LONICERA TATARICA TATARIAN HONEYSUCKLE 3'-4' HT. B.R. | ea. | LAND | 11
0949344 |  | AESCULUS HIPPOCASTANUM "BAUMANNII", DOUBLE FLOWERING HORSE CHESTNUT, 21/2" - 3" CAL. B.B. | ea. | LAND | 11
0949345 |  | LIRIOPE MUSCARI GREEN LILY TURF 1 GALLON CONTAINER | ea. | LAND | 11
0949346-A1 |  | FRAXINUS PENNSYLVANICA (CULTIVARS), GREEN ASH, 2' - 3' HT. | ea. | TBD | 11
0949347 |  | MYRICA PENSYLVANICA NORTHERN BAYBERRY 12''-15'' HT. B.B. | ea. | LAND | 11
0949348 | 55.00 | MYRICA PENSYLVANICA NORTHERN BAYBERRY 15''- 18'' HT. B.B. | ea. | LAND | 11
0949349 | 86.55 | MYRICA PENSYLVANICA NORTHERN BAYBERRY 18''- 24'' HT. B.B. | ea. | LAND | 11
0949353 |  | PYRUS CALLERYANA HYBRID, HYBRID CALLERY PEAR 3 1/2" - 4" CAL. B.B. | ea. | LAND | 11
0949354 |  | PYRUS CALLERYANA BRADFORD BRADFORD CALLERY PEAR 2 1/2'' -3'' CAL. B.B. | ea. | LAND | 11
0949356 |  | PRUNUS SERRULATA KWANZAN CHERRY 2 1/2'' - 3'' CAL. B.B. | ea. | LAND | 11
0949357 | 65.00 | PRUNUS MARITIMA BEACH PLUM 18''- 24'' HT. B.B. | ea. | LAND | 11
0949358 |  | PRUNUS SERRULATA KWANZAN-KWANZAN CHERRY 2''-2 1/2'' CAL. B.B . | ea. | LAND | 11
0949359 |  | PRUNUS SARGENTI, SARGENT CHERRY 2.5" - 3" CAL. B.B. | ea. | LAND | 11
0949360.05 |  | PRUNUS AMERICANA, AMERICAN PLUM 5' - 6' HT. B.B. | ea. | INCD | 11
0949362 |  | PRUNUS SEROTINA, BLACK CHERRY 24" - 36" HT. B.B. | ea. | LAND | 11
0949362.25 | 1,155.00 | PRUNUS SEROTINA, BLACK CHERRY 2 1/2" - 3" CAL. B.B. | ea. | INCD | 11
0949363 |  | RHUS GLABRA, SMOOTH SUMAC 18" - 24" HT. B.B. | ea. | LAND | 11
0949364 |  | RUDBECKIA TRILOBA, THREE-LOBED CONEFLOWER, #1 CONTAINER | ea. | TBD | 11
0949365 | 29.23 | COREOPSIS VERTICILLATA (THREAD LEAF COREOPSIS) 1 GALLON | ea. | LAND | 11
0949366 |  | THELYPTERIS NOVEBORACENSIS (NEW YORK FERN) 1 GAL. 2 EYE MIN., HEAVY GRADE | ea. | LAND | 11
0949367 |  | PRUNUS SARGENTI COLUMNARIS 2'' - 2 1/2'' CAL. B.B. | ea. | LAND | 11
0949368 |  | ATHYRIUM FILIX-FEMINA (LADY FERN) 1 GALLON CONTAINER | ea. | LAND | 11
0949368.01 |  | HELENIUM ATUMNALE, SNEEZEWEED, #1 CONTAINER | ea. | LAND | 11
0949368.02 |  | MONARDA FISTULOSA, WILD BERGAMONT, #1 CONTAINER | ea. | LAND | 11
0949368.03 |  | PENSTEMON DIGITALIS, BEARD-TONGUE, #1 CONTAINER | ea. | LAND | 11
0949368.04 |  | TIARELLA CORDIFOLIA, FOAM FLOWER, #1 CONTAINER | ea. | LAND | 11
0949368.05 |  | HAKONECHIOA MACRA "ALL GOLD", GOLD JAPANESE FOREST GRASS, #1 CONTAINER | ea. | LAND | 11
0949368.06 |  | NEPETA RACEMOSA 'BLUE WONDER', BLUE WONDER DWARF CATMINT, #2 CONTAINER | ea. | LAND | 11
0949369 | 812.02 | AMELANCHIER GRANDIFLORA ''AUTUMN BRILLIANCE'', AUTUMN BRILLIANCE SERVICEBERRY, 2" - 2 1/2" CAL. B.B. | ea. | LAND | 11
0949371 |  | PYRUS CALLERYANA 'REDSPIRE' - REDSPIRE PEAR 2 1/2" CAL. | ea. | LAND | 11
0949374 |  | RHAMNUS FRANGULA GLOSSY BUCKTHORN 3'-4' HT. B.R. 3 1/2" - 4" CAL. | ea. | LAND | 11
0949375 | 856.40 | QUERCUS ALBA, WHITE OAK, 21/2" - 3" CAL. B.B. | ea. | LAND | 11
0949376 |  | LARIX LARICINA, EASTERN LARCH, 18" - 24" HT. CONTAINER | ea. | LAND | 11
0949377 |  | LARIX LARICINA, EASTERN LARCH, 3' - 4' HT. B.B. | ea. | LAND | 11
0949378 |  | ILEX CRENATA HETZI, HETZ JAPANESE HOLLY, 18" - 24" HT. B.B. | ea. | LAND | 11
0949379 |  | PICEA ABIES, NORWAY SPRUCE, 3' - 4' HT. B.B. | ea. | LAND | 11
0949381 | 36.00 | ARCTOSTAPHYLOS UVA-URSI, BEARBERRY NO. 1 CONTAINER | ea. | INCD | 11
0949382 | 173.08 | PHYSOCARPUS OPULIFOLIUS, COMMON NINEBARK 3'-4' HT. B.B. | ea. | INCD | 11
0949382.06 |  | PHYSOCARPUS OPULIFOLIUS, DIABOLO', DIABOLO NINEBARK, #6 CONTAINER | ea. | INCD | 11
0949384 |  | ULMUS SPP., ELM SPECIES 1.5"-2" CAL. B.B. | ea. | INCD | 11
0949388 |  | RHAMNUS FRANGULA COLUMNARIS COLUMNAR GLOSSY BUCKTHORN 4'-5' HT. B.B. (COLES PATENT NO.1388) | ea. | LAND | 11
0949389 |  | RHAMNUS FRANGULA COLUMNARIS COLUMNAR GLOSSY BUCKTHORN 5'-6' HT. B.B.(COLES PATENT NO. 1388) | ea. | LAND | 11
0949391 |  | MAGNOLIA STELLATA-STAR MAGNOLIA 4' - 5' HT. B.B. | ea. | LAND | 11
0949392 |  | RHODODENDRON NUDIFLORUM PINXTERBLOOM AZALEA 18''- 24'' HT. B.B. | ea. | LAND | 11
0949393 | 619.57 | CRATAEGUS VIRIDIS "WINTER KING", GREEN HAWTHORN 2" - 2 1/2" CAL. B.B. | ea. | LAND | 11
0949394 |  | RHODODENDRON CATAWBIENSE CATAWBA RHODODENDRON 2' - 3' HT. B.B. | ea. | LAND | 11
0949396 |  | RHODODENDRON CALENDULACEA FLAME FLAME AZALEA 15''- 18'' HT. B.B | ea. | LAND | 11
0949397 |  | RHODODENDRON OBTUSSUM BLAAUW'S AZALEA 15''- 18'' HT. B.B. | ea. | LAND | 11
0949398 |  | RHODODENDRON OBTUSSUM - DELAWARE VALLEY WHITE KURUME AZALEA 15''- 18'' HT. B.B. | ea. | LAND | 11
0949399 |  | RHODODENDRON OBTUSSUM JAPONICUM HINODEGIRI HINODEGIRI KURUME AZALEA 15''- 18'' HT. B.B. | ea. | LAND | 11
0949400 |  | RHODODRENDON OBTUSSUM HINO CRIMSON HINOCRIMSON KURUME AZALEA 15''- 18'' HT. B.B. | ea. | LAND | 11
0949401 |  | RHODODENDRON MAXIMUM-ROSEBAY RHODODENDRON 3'-4' HT. - B.B. | ea. | LAND | 11
0949402 |  | RHODODENDRON MAXIMUM, ROSEBAY RHODODENDRON, 2' - 3' HT. B.B. | ea. | LAND | 11
0949403 |  | FAGUS GRANDIFOLIA, AMERICAN BEECH, 2" - 2 1/2" CAL. B.B. | ea. | TBD | 11
0949406 |  | RHODODENDRON SPECIES 2 '- 2-1/2' HT. NO. 5 CONTAINER | ea. | LAND | 11
0949407 |  | RHUS AROMATICA FRAGRANT SUMAC 12''-15'' HT. B.R. | ea. | LAND | 11
0949408 |  | RHUS AROMATICA FRAGRANT SUMAC 15''- 18'' HT. B.R. | ea. | LAND | 11
0949409 |  | RHUS AROMATICA FRAGRANT SUMAC 18''-24'' HT. B.R. | ea. | LAND | 11
0949410 | 77.26 | RHUS AROMATICA FRAGRANT SUMAC 18''-24'' HT. B.B. | ea. | LAND | 11
0949410.01 |  | RHUS AROMATICA 'GRO-LOW', GRO-LOW FRAGRANT SUMAC, #1 CONTAINER | ea. | LAND | 11
0949410.02 |  | RHUS AROMATICA 'GRO-LOW', GRO-LOW FRAGRANT SUMAC, #2 CONTAINER | ea. | LAND | 11
0949410.03 |  | RHUS AROMATICA 'GRO-LOW', GRO-LOW FRAGRANT SUMAC, #3 CONTAINER | ea. | LAND | 11
0949411 |  | KALMIA ANGUSTIFOLIA SHEEP LAUREL 18" - 24" HT. NO. 3 CONTAINER | ea. | LAND | 11
0949412 | 20.00 | CALAMAGROSTIS CANADENSIS BLUEJOINT, #1 CONTAINER | ea. | TBD | 11
0949413 |  | CAREX SPECIES SEDGE 1 GALLON CONTAINER | ea. | LAND | 11
0949414 |  | ANDROPOGON GERARDII, BIG BLUESTEM, #1 CONTAINER | ea. | LAND | 11
0949415 |  | ANDROPOGON SPECIES BROOMSEDGE 1 GALLON CONTAINER | ea. | LAND | 11
0949416 |  | RHUS COPALLINA FLAMELEAF SUMAC 18''-24'' HT. B.R. | ea. | LAND | 11
0949417 |  | RHUS COPALLINA FLAMELEAF SUMAC 2'-3' HT. B.R. | ea. | LAND | 11
0949418 | 109.13 | RHUS COPALLINA FLAMELEAF SUMAC 3'-4' HT. B.R. | ea. | LAND | 11
0949419-A1 |  | ILEX GLABRA 'CHAMZIN', CHAMZIN HOLLY 18" - 24" HT. | ea. | TBD | 11
0949422 |  | PICEA RUBRUM, RED SPRUCE 3' - 4' HT. B.B. | ea. | LAND | 11
0949423 |  | CRATEAGUS LAEVIGATA 'CRIMSON CLOUD' CRIMSON CLOUD HAWTHORN, 2" - 2.5" CAL. B.B. | ea. | TBD | 11
0949424 |  | ACER BUERGERIANUM TRIDENT MAPLE 1.5" - 2" CAL. B.B. | ea. | LAND | 11
0949425.20 |  | ACER PENSYLVANICUM, SNAKEBARK MAPLE, 2" - 2 1/2" CAL. B.B. | ea. | INCD | 11
0949427 |  | RHODODENDRON P.J.M., P.J.M. RHODODENDRON 18"-24" HT. B.B. | ea. | LAND | 11
0949428 |  | TREE PROTECTION WALL | s.f. | LAND | 11
0949429 |  | TREE GUARDS | ea. | LAND | 11
0949432 | 19.19 | ROOT PRUNING | l.f. | LAND | 11
0949432.11 |  | PNEUMATIC ROOT EXCAVATION | s.f. | LAND | 11
0949436 | 4.00 | TREE WATERING | gal | LAND | 11
0949437 |  | HYDRANGEA MACROPHYLLA, BIG LEAF HYDRANGEA 2' - 3' HT. B.B. | ea. | LAND | 11
0949438 |  | TREE ROOT AERATION | l.f. | LAND | 11
0949439 |  | INSTALL STRATFORD GARDEN CLUB DEDICATION PLAQUE | LS | LAND | 11
0949441 |  | HYDRANGEA MACROPHYLLA ALL SUMMER BEAUTY HYDRANGEA 15" - 18" HT. 2 GALLON CONTAINER | ea. | LAND | 11
0949446 |  | BUXUS MICROPHYLLA 'GREEN GEM' "GREEN GEM BOXWOOD", 1 GALLON CONTAINER | ea. | LAND | 11
0949447 |  | AZALEA 'TRADITION', "TRADITION AZALEA" 15" - 18" HT. 2 GALLON CONTAINER | ea. | LAND | 11
0949448 |  | ACER PALMATUM BLOODGOOD JAPANESE MAPLE 7' - 8' B.B. | ea. | TBD | 11
0949451 |  | ROSA PALUSTRIS SWAMP ROSE 12''- 15'' HT. B.R. | ea. | LAND | 11
0949452 | 836.43 | TILIA AMERICANA, AMERICAN LINDEN 21/2" - 3.0" CAL. B.B. | ea. | LAND | 11
0949452.01 |  | TILIA AMERICANA 'MCKSENTRY' AMERICAN SENTRY LINDEN 2 1/2" - 3.0" CAL. B.B. | ea. | LAND | 11
0949453 |  | ROSA PALUSTRIS SWAMP ROSE 18''-24'' HT. B.R. | ea. | LAND | 11
0949454 |  | RHODODENDRON 'PINK DAWN' 2'-0" | ea. | LAND | 11
0949455 |  | ROSA RUGOSA RUGOSA ROSE 15''- 18'' HT. B.B. | ea. | LAND | 11
0949459 |  | ROSA RUGOSA RUGOSA ROSE 12''- 15'' HT. B.R. | ea. | LAND | 11
0949460 |  | ROSA RUGOSA RUGOSA ROSE 15''- 18'' HT. B.R. | ea. | LAND | 11
0949461 |  | ROSA RUGOSA RUGOSA ROSE 18''-24'' HT. B.R. | ea. | LAND | 11
0949463 |  | ROSA RUGOSA RUGOSA ROSE 18''-24'' HT. B.B. | ea. | LAND | 11
0949464 |  | ROSA RUGOSA - RUGOSA ROSE 2'- 3' HT. B.B. | ea. | LAND | 11
0949467 |  | ROSA KNOCK OUT, KNOCK OUT ROSE, 2'-3' Ht. Container | ea. | LAND | 11
0949468 | 30.83 | SCHIZACHYRIUM SCOPARIUM, LITTLE BLUESTEM, #1 CONTAINER | ea. | LAND | 11
0949475 |  | PRUNUS SPECIES 2-1/2" CAL. B.B. | ea. | LAND | 11
0949476 | 37.83 | ROSA VIRGINIANA, VIRGINIA ROSE, 15" - 18" SPREAD | ea. | LAND | 11
0949477 | 67.00 | HIBISCUS MOSCHEUTOS, ROSE MALLOW, 18" - 24" CONTAINER | ea. | LAND | 11
0949479 | 108.88 | SAMBUCUS CANADENSIS - AMERICAN ELDER 3'- 4' HT. B.B. | ea. | LAND | 11
0949480 | 145.67 | BETULA LENTA SWEET BIRCH 3' 4' HT. B.B. | ea. | LAND | 11
0949482 |  | SPIRAEA MACROTHYRSA HYBRID SPIRAEA 12''-15'' HT. B.R. | ea. | LAND | 11
0949484 |  | SPIRAEA MACROTHYRSA HYBRID SPIRAEA 18''-24'' HT. B.R. | ea. | LAND | 11
0949486 | 102.00 | SPIRAEA NIPONICA SPIRAEA (HYBRID VARIETY) 2'-3' HT. B.R. | ea. | LAND | 11
0949487 | 29.00 | SOLIDAGO SEMPERVIRENS, SEASIDE GOLDENROD, #1 CONTAINER | ea. | LAND | 11
0949488 |  | SPIRAEA THUNBERGI - THUNBERG SPIRAEA 3'- 4' HT. B.B. | ea. | LAND | 11
0949489 |  | SPIRAEA VANHOUTTEI - VANHOUTTE SPIRAEA 3'- 4' HT. B.B. | ea. | LAND | 11
0949490 |  | TAXUS MEDIA "HICK'S"-HICK'S UPRIGHT YEW 3"-3.5" HT.B.B | ea. | LAND | 11
0949493 | 810.59 | ULMUS AMERICANA "PRINCETON", PRINCETON AMERICAN ELM 2.5" - 3" CAL. B.B. | ea. | LAND | 11
0949495 | 85.27 | LIQUIDAMBAR STYRACIFLUA, AMERICAN SWEET GUM, 24" - 36" HT. NO. 3 CONTAINER | ea. | TBD | 11
0949497 |  | MYRICA PENNSYLVANICA NORTHERN BAYBERRY 24'' - 30'' HT. B.B. | ea. | LAND | 11
0949498 |  | HYDRANGEA ANOMALA CLIMBING HYDRANGEA 30'' - 36'' HT. B.B. | ea. | LAND | 11
0949499 |  | VACCINIUM CORYMBOSUM HIGHBUSH BLUEBERRY 15''- 18'' HT. B.B. | ea. | LAND | 11
0949500 | 20.00 | VERBENA HASTATA, SWAMP VERBENA, #1 CONTAINER | ea. | TBD | 11
0949501 | 29.00 | VERNONIA LETTERMANNII 'IRON BUTTERFLY', 'IRON BUTTERFLY' IRONWEED, #1 CONTAINER | ea. | LAND | 11
0949502 | 20.00 | VERNONIA NOVEBORACENSIS, NEW YORK IRONWEED, #1 CONTAINER | ea. | LAND | 11
0949505 | 73.00 | VIBURNUM ACERIFOLIUM MAPLELEAF VIBURNUM 12''- 15'' HT. B.B. | ea. | LAND | 11
0949513 |  | VIBURNUM CASSINOIDES WITHEROD VIBURNUM 15''- 18'' HT. B.R. | ea. | LAND | 11
0949519 | 20.00 | SEDUM ''AUTUMN JOY'', AUTUMN JOY SEDUM 1 GALLON CONTAINER | ea. | LAND | 11
0949521 | 250.00 | VIBURNUM DENTATUM ARROWWOOD VIBURNUM 2'-3' HT. B.R. | ea. | LAND | 11
0949522 | 80.51 | VIBURNUM DENTATUM ARROWWOOD VIBURNUM 2'- 3' HT. B.B. | ea. | LAND | 11
0949523 | 90.00 | VIBURNUM DENTATUM ARROWWOOD VIBURNUM 3'- 4' HT. B.B. | ea. | LAND | 11
0949524 | 158.00 | VIBURNUM DENTATUM ARROWWOOD VIBURNUM 4'-5' HT. B.B. | ea. | LAND | 11
0949525 |  | VIBURNUM DENTATUM ARROWWOOD VIBURNUM 5'-6' HT. B.B. | ea. | LAND | 11
0949528 |  | VIBURNUM DILATATUM LINDEN VIBURNUM 15''- 18'' HT. B.B. | ea. | LAND | 11
0949530 |  | VIBURNUM DILATATUM LINDEN VIBURNUM 2'-3' HT. B.B. | ea. | LAND | 11
0949531 |  | VIBURNUM RECOGNATUM, NORTHERN ARROWWOOD 18" - 24" HT. B.B. | ea. | LAND | 11
0949537 |  | VIBURNUM LANTANA WAYFARINGTREE 18''- 24'' HT. B.B. | ea. | LAND | 11
0949538 | 760.13 | ACER FREEMANII FREEMAN MAPLE 2''- 2 1/2'' CAL. B.B. | ea. | LAND | 11
0949538.01 | 784.43 | ACER FREEMANII FREEMAN MAPLE 2 1/2''- 3'' CAL. B.B. | ea. | LAND | 11
0949539 |  | VIBURNUM LANTANA WAYFARINGTREE 3'- 4' HT. B.B. | ea. | LAND | 11
0949540 |  | VIBURNUM LANTANA WAYFARINGTREE 4'-5' HT. B.B. | ea. | LAND | 11
0949541 |  | VIBURNUM LANTANA WAYFARINGTREE 5'-6' HT. B.B. | ea. | LAND | 11
0949545 |  | VIBURNUM LENTAGO NANNYBERRY VIBURNUM 18''- 24'' HT. B.B. | ea. | LAND | 11
0949546 |  | AMELANCHIER CANADENSIS "ROBIN HILL" HT. B.B. | ea. | LAND | 11
0949547 | 116.50 | VIBURNUM LENTAGO NANNYBERRY VIBURNUM 3'- 4' HT. B.B. | ea. | LAND | 11
0949551 |  | CEPHALANTHUS OCCIDENTALIS - BUTTON BUSH 2' - 3' HT. B.B. | ea. | TBD | 11
0949552 |  | VIBURNUM OPULUS NANUM DWARF 15''- 18'' HT. B.B. | ea. | LAND | 11
0949554 |  | SPARGANUM AMERICANUM - "BURREED" 24" - 36" HT. B.B. | ea. | LAND | 11
0949555 |  | VIBURNUM OPULUS EUROPEAN CRANBERRYBUSH 3'-4' HT. B.B. | ea. | LAND | 11
0949557 |  | VIBURNUM PLICATUM TOMENTOSUM ' VIBURNUM 3' - 4' HT. B. B. | ea. | LAND | 11
0949558 |  | VIBURNUM PRUNIFOLIUM BLACKHAW VIBURNUM 18''- 24'' HT. B.B. | ea. | LAND | 11
0949559 | 24.60 | RUDBECKIA FULGIDA ''GOLDSTRUM'', GOLDSTRUM BLACK EYED SUSAN 1 GALLON CONTAINER | ea. | LAND | 11
0949560 | 76.51 | VIBURNUM PRUNIFOLIUM BLACKHAW VIBURNUM 3'- 4' HT. B.B. | ea. | LAND | 11
0949561 |  | VIBURNUM PRUNIFOLIUM BLACKHAW VIBURNUM 4'- 5' HT. B.B. | ea. | LAND | 11
0949562 |  | VIBURNUM PRUNIFOLIUM BLACKHAW VIBURNUM 5'- 6' HT. B.B. | ea. | LAND | 11
0949563 |  | VIBURNUM TOMENTOSUM ''MARTESSII'', MARIES DOUBLEFILE VIBURNUM, 3' - 4' HT. B.B. | ea. | LAND | 11
0949564 |  | ASTER ''PURPLE DOME'', PURPLE DOME ASTER, 1 GALLON CONTAINER | ea. | LAND | 11
0949565 |  | CALAMAGROSTIS ACUTIFLORA "STRICTA",STRICTA REED GRASS, 1 GALLON CONTAINER | ea. | LAND | 11
0949566 |  | HEMEROCALLIS "HAPPY RETURNS", HAPPY RETURNS DAYLILY, 1 GALLON CONTAINER | ea. | LAND | 11
0949567 |  | IRIS SIBIRICA, SIBERIAN IRIS 1 GALLON CONTAINER | ea. | LAND | 11
0949568 | 31.00 | PENNISETUM ''HAMELN'', HAMELN FOUNTAIN GRASS, 1 GALLON CONTAINER | ea. | LAND | 11
0949569 | 26.00 | PERCOVSKIA ATRIPLICIFOLIA, RUSSIAN SAGE, 1 GALLON CONTAINER | ea. | LAND | 11
0949570 |  | PICEA OMORIKA, SERVIAN SPRUCE, 3' - 4' HT. B.B. | ea. | LAND | 11
0949571 |  | VIBURNUM SIEBOLDI SIEBOLD VIBURNUM 4'- 5' HT. B.B. | ea. | LAND | 11
0949572 |  | ZELKOVA SERRATA 'GREEN VASE' ZELKOVA 3-1/2'' - 4'' CAL. B.B. | ea. | LAND | 11
0949573 |  | SALIX ELIGANTISSIMA, THURLOW WEEPING WILLOW, 2'' - 2.5'' CAL. B.B. | ea. | LAND | 11
0949574 |  | VACCINIUM ANGUSTIFOLIUM, LOWBUSH BLUEBERRY 2' - 3' HT. B.B. | ea. | LAND | 11
0949575 | 51.05 | VIBURNUM ACERIFOLIUM, MAPLELEAF VIBURNUM, 2' - 3' HT. B.B. | ea. | LAND | 11
0949576 |  | ZELKOVA SERRATA ''VILLAGE GREEN'' ZELKOVA 5'' - 5 1/2'' CAL. B.B. | ea. | LAND | 11
0949578 |  | VIBURUM TOMENTOSUM DOUBLEFILE VIBURNUM 18''-24'' HT. B.B. | ea. | LAND | 11
0949579 |  | VIBURNUM TOMENTOSUM DOUBLEFILE VIBURNUM 2'-3' HT. B.B. | ea. | LAND | 11
0949580 |  | VIBURNUM TOMENTOSUM DOUBLEFILE VIBURNUM 3'-4' HT. B.B. | ea. | LAND | 11
0949581 |  | ZELKOVA SERRATA VILLAGE GREEN 3 1/2" - 4 1/2" CAL. B.B. | ea. | LAND | 11
0949582 | 87.44 | IVA FRUTESCENS, JESUIT'S-BARK (MARITIME MARSH-ELDER/HIGH-TIDE BUSH), 2'-3' HT. B.B. | ea. | LAND | 11
0949583 |  | BAPTISTIA AUSTRALIS, BLUE FALSE INDIGO, #1 CONTAINER | ea. | LAND | 11
0949584 | 108.00 | BACCHARIS HALIMIFOLIA, GROUNDSEL TREE, 2'-3' HT. B.B. | ea. | LAND | 11
0949585 |  | PANICUM VIRGATUM, WAND PANIC GRASS (SWITCH PANICGRASS), 2" PLUG | ea. | LAND | 11
0949585.01 | 29.39 | PANICUM VIRGATUM, SWITCHGRASS, #1 CONTAINER | ea. | LAND | 11
0949586 | 4.90 | SOLIDAGO SEMPERVIRENS, SEASIDE GOLDENROD, 2" PLUG | ea. | LAND | 11
0949587 |  | JUNCUS GERARDII, SALTMARSH RUSH, 2" PLUG | ea. | LAND | 11
0949588 | 8.00 | SPARTINA ALTERNIFLORA, SALTWATER CORD GRASS (SMOOTH CORDGRASS), 2" PLUG | ea. | LAND | 11
0949589 |  | VIBURNUM TRILOBUM AMERICAN CRANBERRYBUSH 2'-3' HT. B.B. | ea. | LAND | 11
0949590 |  | VIBURNUM TRILOBUM AMERICAN CRANBERRYBUSH 3'-4' HT. B.B. | ea. | LAND | 11
0949591 |  | VIBURNUM TRILOBUM AMERICAN CRANBERRYBUSH 4'-5' HT. B.B. | ea. | LAND | 11
0949592 |  | TAXUS CUSPIDATA HICKSI HICKS UPRIGHT YEW 3'- 3 1/2' HT. B.B. | ea. | LAND | 11
0949593 |  | TAXUS CUSPIDATA DENSEFORMIS DENSE YEW 15''-18'' HT. B.B. | ea. | LAND | 11
0949594 | 230.92 | TAXUS CUSPIDATA DENSEFORMIS - DENSE YEW 2'-2 1/2' HT.- B.B. | ea. | LAND | 11
0949595 |  | TAXUS CUSPIDATA-SPREADING JAPANESE YEW 18''-24'' HT. B.B. | ea. | LAND | 11
0949596 |  | TAXUS CUSPIDATA - SPREADING JAPANESE YEW 2'- 3' HT. B.B. | ea. | LAND | 11
0949597 |  | TAXUS CUSPIDATA CAPITATA UPRIGHT JAPANESE YEW 3'- 4' HT. B.B. | ea. | LAND | 11
0949598 |  | TAXUS CUSPIDATA NANA - DWARF JAPANESE YEW 15''-18'' HT. B.B. | ea. | LAND | 11
0949599 |  | TAXUS CUSPIDATA NANA- DWARF JAPANESE YEW 18''-24'' HT. B.B. | ea. | LAND | 11
0949600 | 125.61 | JUNIPERUS VIRGINIANA EASTERN REDCEDAR 3'-4' HT. B.B. | ea. | LAND | 11
0949601 | 531.30 | JUNIPERUS VIRGINIANA EASTERN REDCEDAR 5'-6' HT. B.B. | ea. | LAND | 11
0949602 | 496.94 | JUNIPERUS VIRGINIANA EASTERN REDCEDAR 6'-8' HT. B.B. | ea. | LAND | 11
0949602.07 |  | JUNIPERUS VIRGINIANA 'IDYIIWILD' IDYLLWILD JUNIPER, 7'-8' HT. B.B. | ea. | LAND | 11
0949603 | 1,185.00 | JUNIPERUS VIRGINIANA EASTERN REDCEDAR 8'-10' HT. B.B. | ea. | LAND | 11
0949604 |  | JUNIPERUS VIRGINIANA EASTERN REDCEDAR 10'-12' H.T. B.B. | ea. | LAND | 11
0949605 | 288.91 | JUNIPERUS VIRGINIANA EASTERN REDCEDAR 4'-5' HT. B.B. | ea. | LAND | 11
0949606 | 15.13 | ROOT BARRIER | l.f. | LAND | 11
0949607 |  | SPIRAEA TOMENTOSA, STEEPLE BUSH, 18"-24" HT. CONTAINER | ea. | LAND | 11
0949608 |  | PICEA ABIES NORWAY SPRUCE 5'-6' HT. B.B. | ea. | LAND | 11
0949609 | 759.47 | PICEA ABIES NORWAY SPRUCE 6'-8' HT. B.B. | ea. | LAND | 11
0949610 | 1,425.00 | PICEA ABIES NORWAY SPRUCE 8'-10' HT. B.B. | ea. | LAND | 11
0949611 |  | PICEA ABIES NORWAY SPRUCE 10'-12' HT. B.B. | ea. | LAND | 11
0949612 |  | DISTICHLIS SPICATA, SEASHORE SALTGRASS, 2" PLUG | ea. | LAND | 11
0949613 | 120.00 | TREE STABILIZATION ANCHOR | ea. | LAND | 11
0949614.03 | 115.00 | DECIDUOUS TREE 3 GAL. CONTAINER | ea. | LAND | 11
0949614.05 | 174.00 | DECIDUOUS TREE 5 GAL. CONTAINER | ea. | LAND | 11
0949614.07 | 252.94 | DECIDUOUS TREE 7 GAL. CONTAINER | ea. | LAND | 11
0949614.10 |  | DECIDUOUS TREE 10 GAL. CONTAINER | ea. | LAND | 11
0949614.15 |  | DECIDUOUS TREE 15 GAL. CONTAINER | ea. | LAND | 11
0949615.17 | 957.00 | DECIDUOUS TREE, 1 3/4" - 2" CAL. B&B | ea. | LAND | 11
0949615.20 | 823.91 | DECIDUOUS TREE, 2" - 2 1/2" CAL. B&B | ea. | LAND | 11
0949615.25 | 1,050.25 | DECIDUOUS TREE, 2 1/2" - 3" CAL. B&B | ea. | LAND | 11
0949615.30 | 1,185.00 | DECIDUOUS TREE, 3" - 3 1/2" CAL. B&B | ea. | LAND | 11
0949615.35 |  | DECIDUOUS TREE, 3 1/2" - 4" CAL. B&B | ea. | LAND | 11
0949616.07 |  | EVERGREEN TREE, #7 CONTAINER | ea. | LAND | 11
0949616.10 |  | EVERGREEN TREE, #10 CONTAINER | ea. | LAND | 11
0949617.05 |  | EVERGREEN TREE, 5'-6' HT. B&B | ea. | LAND | 11
0949617.06 |  | EVERGREEN TREE, 6'-7' HT. B&B | ea. | LAND | 11
0949617.07 |  | EVERGREEN TREE, 7'-8' HT. B&B | ea. | LAND | 11
0949617.08 | 1,000.00 | EVERGREEN TREE, 8'-10' HT. B&B | ea. | LAND | 11
0949617.10 |  | EVERGREEN TREE, 10'-12' HT. B&B | ea. | LAND | 11
0949618.02 |  | SHRUB, #2 CONTAINER | ea. | LAND | 11
0949618.03 | 79.18 | SHRUB, #3 CONTAINER | ea. | LAND | 11
0949618.05 | 177.56 | SHRUB, #5 CONTAINER | ea. | LAND | 11
0949618.07 |  | SHRUB, #7 CONTAINER | ea. | LAND | 11
0949618.10 |  | SHRUB, #10 CONTAINER | ea. | LAND | 11
0949618.15 |  | SHRUB, #15 CONTAINER | ea. | LAND | 11
0949619.01 | 22.40 | HERBACEOUS PLANT, #1 CONTAINER | ea. | LAND | 11
0949619.02 | 45.00 | HERBACEOUS PLANT, #2 CONTAINER | ea. | LAND | 11
0949620.4 |  | TRAY OF HERBACEOUS PLUGS, 32 CELL TRAY, 4" CELL DEPTH | ea. | LAND | 11
0949620.5 | 220.20 | TRAY OF HERBACEOUS PLUGS, 50 CELL TRAY, 5" CELL DEPTH | ea. | LAND | 11
0949621 |  | PINUS NIGRA, AUSTRIAN PINE 3'-4' HT. B.B. | ea. | LAND | 11
0949623 |  | PINUS NIGRA AUSTRIAN PINE 6'-8' HT. B.B. | ea. | LAND | 11
0949626 |  | PINUS STROBUS EASTERN WHITE PINE 2'-3' HT. B.B. | ea. | LAND | 11
0949627 | 206.67 | PINUS STROBUS EASTERN WHITE PINE 3'-4' HT. B.B. | ea. | LAND | 11
0949628 | 350.00 | PINUS STROBUS EASTERN WHITE PINE 4'-5' HT. B.B. | ea. | LAND | 11
0949629 |  | PINUS STROBUS EASTERN WHITE PINE 5'-6' HT. B.B. | ea. | LAND | 11
0949630 | 565.02 | PINUS STROBUS EASTERN WHITE PINE 6'-8' HT. B.B. | ea. | LAND | 11
0949631 | 900.00 | PINUS STROBUS EASTERN WHITE PINE 8' -10' HT. B.B. | ea. | LAND | 11
0949632 |  | PINUS STROBUS EASTERN WHITE PINE 10' -12' HT. B.B. | ea. | LAND | 11
0949633 |  | PINUS STROBUS EASTERN WHITE PINE 12'-14' HT. B.B. | ea. | LAND | 11
0949640 |  | PINUS SYLVESTRIS, SCOTCH PINE, 3' - 4' HT. B.B. | ea. | LAND | 11
0949641 |  | PINUS THUNBERGI - JAPANESE BLACK PINE 3'- 4' HT. B.B. | ea. | LAND | 11
0949642 |  | PINUS THUNBERGI JAPANESE BLACK PINE 4'-5' HT. B.B. | ea. | LAND | 11
0949643 |  | PINUS THUNBERGI JAPANESE BLACK PINE 5'-6' HT. B.B. | ea. | LAND | 11
0949644 |  | PINUS THUNBERGI JAPANESE BLACK PINE 6'-8' HT. B.B. | ea. | LAND | 11
0949645 |  | PINUS THUNBERGI JAPANESE BLACK PINE 8'-10' HT. B.B. | ea. | LAND | 11
0949647 |  | PINUS THUNBERGI JAPANESE BLACK PINE 10'- 12' HT. B.B. | ea. | LAND | 11
0949648 |  | PICEA PUNGENS COLORADO SPRUCE 5'-6' HT. B.B. | ea. | LAND | 11
0949648.06 |  | PICEA PUNGENS "GLAUCA GLOBOSA", DWARF GLOBE BLUE SPRUCE, #6 CONTAINER | ea. | LAND | 11
0949649 |  | PICEA PUNGENS COLORADO SPRUCE 8'-10' HT. B.B. | ea. | LAND | 11
0949650 | 600.00 | PICEA PUNGENS COLORODO SPRUCE 6'-8' HT. B.B. | ea. | LAND | 11
0949651 |  | PINUS STROBUS EASTERN WHITE PINE 14'- 16' HT. B.B. | ea. | LAND | 11
0949652 |  | PINUS STROBUS EASTERN WHITE PINE 16'- 18' HT. B.B. | ea. | LAND | 11
0949653 |  | PINUS STROBUS EASTERN WHITE PINE 18' - 20' HT. B.B. | ea. | LAND | 11
0949654 |  | PINUS STROBUS EASTERN WHITE PINE 20'- 22' HT. B.B. | ea. | LAND | 11
0949657 |  | PSEUDOTSUGA TAXIFOLIA COMMON DOUGLASFIR 5'-6' HT. B.B. | ea. | LAND | 11
0949658 |  | PSEUDOTSUGA TAXIFOLIA COMMON DOUGLAS FIR 6'-8' HT. B.B. | ea. | LAND | 11
0949659 |  | PSEUDOTSUGA TAXIFOLIA COMMON DOUGLASFIR 8'-10' HT. B.B. | ea. | LAND | 11
0949660 |  | PSEUDOTSUGA TAXIFOLIA COMMON DOUGLASFIR 10'-12' HT. B.B. | ea. | LAND | 11
0949662 |  | PICEA KOSTER1 KOSTER BLUE SPRUCE 8'-10' HT. B.B. | ea. | LAND | 11
0949663 |  | PINUS STROBUS-EASTERN WHITE PINE 12''-18'' HT. B.R. | ea. | LAND | 11
0949670 |  | THUJA OCCIDENTALIS NIGRA DARK AMERICAN ARBORVITAE 3'-4' HT. B.B. | ea. | LAND | 11
0949671 |  | THUJA OCCIDENTALIS NIGRA DARK AMERICAN ARBORVITAE 5'-6' HT. B.B. | ea. | LAND | 11
0949672 |  | THUJA OCCIDENTALIS NIGRA, DARK AMERICAN ARBORVITAE 6'-8' HT. B.B. | ea. | LAND | 11
0949674 |  | PINUS NIGRA AUSTRIAN PINE 14'-16' HT. B.B. | ea. | LAND | 11
0949675 |  | PINUS NIGRA AUSTRIAN PINE 16'-18' HT. B.B. | ea. | LAND | 11
0949676 |  | PINUS NIGRA AUSTRIAN PINE 18'-20' HT. B.B. | ea. | LAND | 11
0949677 |  | PINUS NIGRA AUSTRIAN PINE 20'-22' HT. B.B. | ea. | LAND | 11
0949678 |  | THUJA OCCIDENTALIS PYRAMIDALIS PYRAMIDAL ARBORVITAE 5'-6' HT. B.B. | ea. | LAND | 11
0949679 |  | THUJA OCCIDENTALIS PYRAMIDALIS PYRAMIDAL ARBORVITAE 6'-8' T. B.B. | ea. | LAND | 11
0949680 |  | THUJA OCCIDENTALIS PYRAMIDALIS PYRAMIDAL ARBORVITAE 8'-10' HT. B.B. | ea. | LAND | 11
0949681 |  | THUJA OCCIDENTALIS PYRAMIDALIS PYRAMIDAL ARBORVITAE 10'-12' HT. B.B. | ea. | LAND | 11
0949682 | 115.00 | TSUGA CANADENSIS CANADA HEMLOCK 2'-3' HT. B.B. | ea. | LAND | 11
0949683 |  | TSUGA CANADENSIS CANADA HEMLOCK 3'-4' HT. B.B. | ea. | LAND | 11
0949684 | 460.00 | TSUGA CANADENSIS CANADA HEMLOCK 4'-5' HT. B.B. | ea. | LAND | 11
0949685 | 497.00 | TSUGA CANADENSIS CANADA HEMLOCK 5'-6' HT. B.B. | ea. | LAND | 11
0949686 |  | TSUGA CANADENSIS CANADA HEMLOCK 6'-8' HT. B.B. | ea. | LAND | 11
0949687 |  | TSUGA CANADENSIS CANADA HEMLOCK 8'-10' HT. B.B. | ea. | LAND | 11
0949690 |  | POTENTILLA FRUITICOSA GOLDFINGER GOLDFINGER BUSH POTENTILLA 12''- 18'' HT. 1 GAL. CONT. | ea. | LAND | 11
0949692 | 40.00 | POTENTILLA "GOLDFINGER" GOLDFINGER POTENTILLA 2 GAL CONT. | ea. | LAND | 11
0949695 |  | SALIX NIGRA, BLACK WILLOW, 5' - 6' HT., B.B. | ea. | LAND | 11
0949696 |  | PHELLODENDRUN AMURENSE "MACHO" - MACHO AMUR CORK TREE 3" CALIP. | ea. | LAND | 11
0949697 |  | CORNUS RUTGERS (RUTLAN), RUTH ELLEN DOGWOOD, 2'' - 2.5'' CAL. B.B. | ea. | LAND | 11
0949698 |  | PINUS ABIES, NORWAY SPRUCE, 12' - 14' HT. B.B. | ea. | LAND | 11
0949699 |  | ROSA RUGOSA ''GROOTENDROST'' PINK, PINK RUGOSA ROSE, 18'' - 24'' HT. B.B. | ea. | LAND | 11
0949700 |  | BETULA PLATYPHYLLIA ''JAPONICA'', WHITE SPIRE JAPANESE BIRCH, 8' - 10' HT. B.B. | ea. | LAND | 11
0949702.20 |  | QUERCUS VELUTINA, BLACK OAK 2" - 2 1/2" CAL. B.B. | ea. | INCD | 11
0949703 |  | TAXUS MEDIA "HICKSI" HICKS YEW 2 1/2' - 3' HT. B.B. | ea. | LAND | 11
0949704 |  | QUERCUS MACDANIELLI 'CLEMONS' HERITAGE OAK 2 1/2" - 3" CAL. B.B. | ea. | LAND | 11
0949705 | 1,100.00 | QUERCUS MONTANA CHESTNUT OAK 2 1/2" - 3" CAL. B.B. | ea. | LAND | 11
0949706 |  | QUERCUS SHUMARDII, SHUMARD OAK 3'-3 1/2" CAL. B.B. | ea. | LAND | 11
0949709 | 356.22 | AMELANCHIER CANADENSIS SHADBLOW SERVICEBERRY 4'- 5' HT. B.B. | ea. | LAND | 11
0949710 | 406.62 | AMELANCHIER CANADENSIS SHADBLOW SERVICEBERRY 5'-6' HT. B.B. | ea. | LAND | 11
0949711 | 515.00 | AMELANCHIER CANADENSIS SHADBLOW SERVICEBERRY 6'-8' HT. B.B. | ea. | LAND | 11
0949712 | 640.00 | AMELANCHIER CANADENSIS SHADBLOW SERVICEBERRY 8'-10' HT. B.B. | ea. | LAND | 11
0949713 |  | CORNUS FLORIDA "APPLACHIAN SPRING", FLOWERING DOGWOOD, 2" - 2.5" CAL. B.B. | ea. | LAND | 11
0949714 |  | CORNUS FLORIDA - FLOWERING DOGWOOD 3" -3 1/2" CAL. B.B. | ea. | LAND | 11
0949715 | 1,300.00 | CORNUS FLORIDA FLOWERING DOGWOOD 2 1/2'' - 3'' CAL. B.B. | ea. | LAND | 11
0949717 |  | CORNUS FLORIDA FLOWERING DOGWOOD 4'-5' HT. B.B. | ea. | LAND | 11
0949718 |  | CORNUS FLORIDA FLOWERING DOGWOOD 5'-6' HT. B.B. | ea. | LAND | 11
0949719 | 735.00 | CORNUS FLORIDA FLOWERING DOGWOOD 6'-8' HT. B.B. | ea. | LAND | 11
0949720 | 570.00 | CORNUS FLORIDA FLOWERING DOGWOOD 8'-10' HT.B.B. | ea. | LAND | 11
0949721 |  | CORNUS FLORIDA RUBRA RED FLOWERING DOGWOOD 5'-6' HT. B.B | ea. | LAND | 11
0949722 |  | CORNUS FLORIDA RUBRA RED FLOWERING DOGWOOD 6'-8' HT. B.B | ea. | LAND | 11
0949723 | 82.00 | ACER NEGUNDO, BOXELDER, 2'-3' HT. B.B. | ea. | LAND | 11
0949725 |  | CORNUS KOUSA KOUSA DOGWOOD 5'-6' HT. B.B. | ea. | LAND | 11
0949726 |  | CORNUS KOUSA KOUSA DOGWOOD 6'-8' HT. B.B. | ea. | LAND | 11
0949727 | 865.92 | CORNUS KOUSA KOUSA DOGWOOD 8'-10' HT. B.B. | ea. | LAND | 11
0949729 |  | TAXUS MEDIA DENSIFORMIS DENSE SPREADING YEW 24" - 30" HT. B.B. | ea. | LAND | 11
0949730 |  | TAXUS X MEDIA 'L.C. BOBBINK' - BOBBINK YEW 2'-0" | ea. | LAND | 11
0949731 |  | TAXUS X MEDIA 'WARDII' - WARDI'S YEW 2'-0" | ea. | LAND | 11
0949732 |  | CORNUS MAS CORNELIANCHERRY DOGWOOD 4'-5' HT. B.B. | ea. | LAND | 11
0949733 |  | CORNUS MAS CORNELIANCHERRY DOGWOOD 5'-6' HT. B.B. | ea. | LAND | 11
0949734 |  | CORNUS MAS CORNELIANCHERRY DOGWOOD 6'-8' HT. B.B. | ea. | LAND | 11
0949735 | 901.88 | NYSSA SYLVATICA, BLACK TUPELO, 21/2" - 3" CAL. B.B. | ea. | LAND | 11
0949736 |  | PICEA GLAUCA, WHITE SPRUCE, 3' - 4' HT. B.B. | ea. | LAND | 11
0949737 |  | PYRUS CALLERYANA ''BRADFORD'' BRADFORD CALLERY PEAR 2'' - 2 1/2'' CALIPER B.B. | ea. | LAND | 11
0949738 |  | PYRUS CALLERYANA 'CHANTICLEER', CHANTICLEER FLOWERING PEAR, 2" - 2 1/2" CAL. B.B. | ea. | LAND | 11
0949740 |  | CRATAEGUS CRUSGALLI INERMIS 'CRUSADER' CRUSADER HAWTHORN 6' - 8' HT. B.B. | ea. | LAND | 11
0949741 |  | CRATAEGUS COCCINEA THICKET HAWTHORN 5'-6' HT. B.B. | ea. | LAND | 11
0949742 | 1,055.00 | CELTIS OCCIDENTALIS, COMMON HACKBERRY, 2 1/2'' - 3'' CAL. B. B. | ea. | LAND | 11
0949743 |  | PYRUS CALLERYANA ''ARISTOCRAT'' ARISTOCRAT FLOWERING PEAR 2 1/2'' - 3'' CAL. B. B. | ea. | LAND | 11
0949747 |  | CRATAEGUS CRUSGALLI INERMIS 'CRUSADER' CRUSADER HAWTHORN 8' - 10' HT. B.B. | ea. | LAND | 11
0949750 |  | CRATAEGUS CRUSGALLI COCKSPUR HAWTHORN 5'-6' HT. B.B. | ea. | LAND | 11
0949751 |  | CRATAEGUS CRUSGALLI COCKSPUR HAWTHORN 6'-8' HT. B.B. | ea. | LAND | 11
0949752 |  | CRATAEGUS CRUSGALLI COCKSPUR HAWTHORN 8'-10' HT. B.B. | ea. | LAND | 11
0949754.17 |  | DIOSPYROS VIRGINIANA, COMMON PERSIMMON 1 3/4"-2" CAL. B.B. | ea. | INCD | 11
0949755.25 |  | GYMNOCLADUS DIOICUS, KENTUCKY COFFEE TREE 'ESPRESSO' 2 1/2"-3" CAL. B.B. | ea. | INCD | 11
0949756 |  | ACER SACCHARUM ''GREEN MOUNTAIN'', GREEN MOUNTAIN SUGAR MAPLE, 4.5'' - 5'' CAL. B.B. | ea. | LAND | 11
0949757 |  | AMELANCHIER GRANDIFLORA ''AUTUMN BRILLIANCE'', AUTUMN BRILLIANCE SERVICEBERRY, 8' - 10' HT. B.B. | ea. | LAND | 11
0949758 |  | MAGNOLIA SOULANGEANA SAUCER MAGNOLIA 8'-10' HT. B.B. | ea. | LAND | 11
0949759 | 682.50 | MAGNOLIA VIRGINIANA SWEET BAY MAGNOLIA 6' - 8' HT. B.B. | ea. | LAND | 11
0949760 | 31.31 | ERAGROSTIS SPECTABILIS, PURPLE LOVEGRASS, #1 CONTAINER | ea. | LAND | 11
0949761 | 20.00 | EUTROCHIUM MACULATUM, SPOTTED JOE PYE WEED, #1 CONTAINER | ea. | LAND | 11
0949762 | 22.00 | EUTROCHIUM PURPUREUM, SWEET-SCENTED JOE PYE WEED, #1 CONTAINER | ea. | LAND | 11
0949763 |  | HYDRANGEA QUERCIFOLIA OAK LEAF HYDRANGEA 18'' - 24'' HT. B.B. | ea. | LAND | 11
0949766 | 200.36 | VACCINIUM CORYMBOSUM HIGHBUSH BLUEBERRY - 3'-0'' - 4'-0'' HT. B.B | ea. | LAND | 11
0949768 | 79.47 | VACCINIUM CORYMBOSUM, HIGHBUSH BLUEBERRY, 3' - 4' HT. B.B. | ea. | LAND | 11
0949769 |  | ACER RUBRUM ''OCTOBER GLORY'', OCTOBER GLORY RED MAPLE, 4.5'' - 5'' CAL. B.B. | ea. | LAND | 11
0949774 |  | MALUS BOCCATA COLUMNARIS COLUMNAR SIBERIAN CRABAPPLE 2'' - 2 1/2'' CAL. B.B. | ea. | LAND | 11
0949775 | 692.74 | MALUS PRAIRIFIRE CRABAPPLE, PRAIRIFIRE CRABAPPLE, 2"-2.5" CAL. B.B. | ea. | LAND | 11
0949776 |  | CARPINUS BETULUS FASTIGIATA, PYRAMIDAL EUROPEAN HORNBEAM 3"-3_1/2" CAL. B.B. | ea. | LAND | 11
0949777 |  | CRATAEGUS CRUSGALLI, COCKSPUR HAWTHORN, 3" - 3 1/2" CAL. B.B. | ea. | LAND | 11
0949780 |  | CRATAEGUS PHAENOPYRUM WASHINGTON HAWTHORN 5'-6' HT. B.B. | ea. | LAND | 11
0949781 |  | CRATAEGUS PHAENOPYRUM WASHINGTON HAWTHORN 6'-8' HT. B.B. | ea. | LAND | 11
0949782 |  | CRATAEGUS PHAENOPYRUM WASHINGTON HAWTHORN 8'-10' HT. B.B. | ea. | LAND | 11
0949783 |  | MALUS FLORIBUNDA JAPANESE FLOWERING CRABAPPLE 3''-4'' CAL. B.B. | ea. | LAND | 11
0949784 |  | MALUS ALMEY ALMEY CRABAPPLE 2''-2 1/2'' CAL. B.B. | ea. | LAND | 11
0949785 |  | MALUS FLORIBUNDA - JAPANESE FLOWERING CRABAPPLE 6'-8'HT.B.B | ea. | LAND | 11
0949786 |  | MALUS FLORIBUNDA JAPANESE FLOWERING CRABAPPLE 8'-10' HT. B.B. | ea. | LAND | 11
0949787 |  | MALUS SNOWDRIFT SNOWDRIFT FLOWERING CRABAPPLE 6'-7' HT. B.B. | ea. | LAND | 11
0949788 |  | MALUS SARGENTI SARGENT CRABAPPLE 5'-6' HT. B.B. | ea. | LAND | 11
0949789 | 1,118.00 | PICEA OMORIKA, SERBIAN SPRUCE, 10' - 12' HT. B.B. | ea. | LAND | 11
0949790 |  | MALUS FLORIBUNDA JAPANESE FLOWERING CRABAPPLE 2''-2 1/2'' CAL. B.B. | ea. | LAND | 11
0949791 |  | MALUS "RADIANT" FLOWERING CRABAPPLE 1 1/2''- 2 '' CAL. B.B. | ea. | LAND | 11
0949792 | 1,350.00 | MALUS ''SNOWDRIFT'' SNOWDRIFT FLOWERING CRABAPPLE 2 1/2'' - 3'' CAL. B.B. | ea. | LAND | 11
0949795 |  | MALUS ALMEY ALMEY CRABAPPLE 5'-6' HT. B.B. | ea. | LAND | 11
0949796 |  | MALUS X "HYBRID", NEW HYBRID CRABAPPLE, 2 1/2 " - 3" CAL. B.B. | ea. | LAND | 11
0949797 |  | CORNUS FLORIDA, FLOWERING DOGWOOD, 1 3/4" - 2" CAL. B.B. | ea. | LAND | 11
0949798 |  | MALUS HOPA HOPA CRABAPPLE 1 3/4'' - 2'' CAL. B.B. | ea. | LAND | 11
0949799 |  | PLANTANUS X ACERFOLIA, "BLOODGOOD" LONDON PLANETREE 3" - 3 1/2" CAL. B.B. | ea. | LAND | 11
0949800 |  | PYRUS CALLERYANA "REDSPIRE", REDSPIRE FLOWING PEAR 3" - 3 1/2" CAL. B.B. | ea. | LAND | 11
0949801 |  | MALUS ZUMI CALOCARPA, ZUMI CRABAPPLE 3" - 3 1/2" CAL. B.B. | ea. | LAND | 11
0949802 |  | ACER PLATANOIDES NORWAY MAPLE 1 3/4'' -2'' CAL. B.B. | ea. | LAND | 11
0949803 |  | ILEX CRENATA "GREEN LUSTER", GREEN LUSTER HOLLY 18" SPR. B.B. | ea. | LAND | 11
0949804 |  | ACER PLATANOIDES NORWAY MAPLE 2 1/2''- 3'' CAL. B.B. | ea. | LAND | 11
0949805 |  | RHODODENDRON OBTUSSUM "DELAWARE VALLEY WHITE", DELAWARE VALLEY WHITE AZALEA 15" SPR. B.B. | ea. | LAND | 11
0949806.05 |  | PIERIS FLORIBUNDA, MOUNTAIN ANDROMEDA, #5 CONTAINER | ea. | INCD | 11
0949807 |  | ACER CAMPESTRE, HEDGE MAPLE, 2 1/2" - 3"CAL. B.B. | ea. | LAND | 11
0949808 |  | JUNIPERUS COMMUNIS COMMON JUNIPER 3'-4' HT. B.B. | ea. | LAND | 11
0949809 | 100.00 | JUNIPERUS CHINENSIS "GOLD STAR", GOLD STAR JUNIPER, 18" - 24" SPR. B.B. OR C.G. | ea. | LAND | 11
0949810 |  | ACER PLATANOIDES KING - NORWAY MAPLE ''CRIMSON KING'' 1 3/4''- 2'' CAL. B.B. | ea. | LAND | 11
0949811.20 | 780.00 | OSTRYA VIRGINIANA, AMERICAN HOPHORNBEAM, 2"-2 1/2" CAL. B&B | ea. | LAND | 11
0949812 |  | MALUS ''SNOWDRIFT'', SNOWDRIFT FLOWERING CRABAPPLE 2" - 2 1/2" CAL. B.B. | ea. | LAND | 11
0949813 |  | ROSA RUGOSA "THE FAIRY", THE FAIRY RUGOSA ROSE, 18" - 24" HT. B.B. OR C.G. | ea. | LAND | 11
0949814 | 101.67 | ALNUS INCANA, SPECKLED ALDER 2' - 3' HT. B.B. | ea. | LAND | 11
0949815 | 61.60 | PLATANUS OCCIDENTALIS AMERICAN SYCAMORE WHIPS 3'-4' HT. B.B. | ea. | LAND | 11
0949816 | 79.50 | ALNUS INCANA, SPECKLED ALDER 3' - 4' HT. B.B. | ea. | LAND | 11
0949817 |  | GINKO BILOBA MAIDEN HAIR TREE, 6' - 8' HT. B.B. OR C.G. | ea. | LAND | 11
0949818 |  | RHODODENDRON VISCOSUM, SWAMP AZALEA 18" - 24" HT. B.B. | ea. | LAND | 11
0949819 |  | ACER PLATANOIDES COLUMNARE COLUMNAR NORWAY MAPLE 2 1/2''-3'' CAL. B.B. | ea. | LAND | 11
0949820 |  | ACERPLATANOIDS "KING" NORWAY MAPLE "CRIMSON KING" 3 1/2" - 4" CAL. B.B. | ea. | LAND | 11
0949823 | 520.00 | PICEA GLAUCA, WHITE SPRUCE, 6' - 8' HT. B.B. | ea. | LAND | 11
0949824 |  | ILEX GLABRA, INKBERRY HOLLY 36" - 48" HT. B.B. | ea. | LAND | 11
0949825 |  | EUONYMUS FORTUNEI VAR. COLORATUS, WINTERCREEPER EUONYMUS, 4" POT | ea. | LAND | 11
0949826 |  | LIRIOPE MUSCARI "BIG BLUE" (LIRIOPE) 2 QUART CONTAINER | ea. | LAND | 11
0949828 | 88.70 | ACER RUBRUM RED MAPLE 3'- 4' HT. WHIPS B.R. | ea. | LAND | 11
0949830 | 319.32 | ACER RUBRUM RED MAPLE 6'-8' HT. WHIPS B.R. | ea. | LAND | 11
0949831 | 576.10 | ACER RUBRUM RED MAPLE 1 3/4'' - 2'' CAL. B.B. | ea. | LAND | 11
0949832 | 689.32 | ACER RUBRUM RED MAPLE 2''- 2 1/2'' CAL. B.B. | ea. | LAND | 11
0949833 | 722.32 | ACER RUBRUM RED MAPLE 2 1/2''- 3'' CAL. B.B. | ea. | LAND | 11
0949834 |  | ACER RUBRUM RED MAPLE 3''-4'' CAL. B.B. | ea. | LAND | 11
0949835 | 750.00 | ACER RUBRUM RED MAPLE 1 3/4''-2'' CAL. B.B. | ea. | LAND | 11
0949836 | 1,111.37 | ACER RUBRUM RED MAPLE 3 1/2'' - 4'' CAL. B.B. | ea. | LAND | 11
0949837 |  | ACER RUBRUM - OCTOBER GLORY MAPLE 2 1/2" - 3" CAL. B.B. | ea. | LAND | 11
0949838 | 958.28 | ACER RUBRUM "RED SUNSET",RED SUNSET RED MAPLE 2 1/2''- 3'' CAL. B.B. | ea. | LAND | 11
0949839 |  | ACER RUBRUM COLUMNARE COLUMNAR RED MAPLE 2''- 2 1/2'' CAL. B.B | ea. | LAND | 11
0949840 | 782.11 | ACER RUBRUM COLUMNARE COLUMNAR RED MAPLE 2 1/2''- 3'' CAL. B.B | ea. | LAND | 11
0949841 |  | SALIX PURPUREA, PURPLE OSIER TUBELING | ea. | LAND | 11
0949842 |  | ACER SACCHARUM SUGAR MAPLE 1 3/4''- 2'' CAL. B.B. | ea. | LAND | 11
0949843 |  | SALIX NIGRA, BLACK WILLOW TUBELING | ea. | LAND | 11
0949844 |  | ACER SACCHARUM SUGAR MAPLE 6'-8' HT. WHIPS B.R. | ea. | LAND | 11
0949845 |  | ACER SACCHARUM SUGAR MAPLE 1 3/4" - 2" CAL. B.R. | ea. | LAND | 11
0949846 | 607.73 | ACER SACCHARUM SUGAR MAPLE 2''- 2 1/2'' CAL. B.B. | ea. | LAND | 11
0949847 | 1,140.00 | ACER SACCHARUM SUGAR MAPLE 2 1/2"- 3" CAL. B.B. | ea. | LAND | 11
0949848 |  | ALNUS RUGOSA, SPECKLED ALDER, 24" - 36" HT. B.B. | ea. | LAND | 11
0949849 |  | ACER SACCHARUM SUGAR MAPLE 3 1/2''- 4'' CAL. B.B. | ea. | LAND | 11
0949850 |  | ACER SACCHARUM SUGAR MAPLE 3'' - 4'' CAL. B.B. | ea. | LAND | 11
0949851 |  | ACER SACCHARUM SUGAR MAPLE 4''-5'' CAL. B.B. | ea. | LAND | 11
0949852 |  | ACER SACCHARINUM SILVER MAPLE 2''- 2 1/2'' CAL. B.B. | ea. | LAND | 11
0949853 |  | CORNUS KOUSA "MILKY WAY", KOUSA DOGWOOD 3" CAL. B.B. | ea. | LAND | 11
0949854 | 98.00 | AMELANCHIER CANADENSIS, SHADBLOW SERVICEBERRY, 24" - 36" HT. B.B. | ea. | LAND | 11
0949855 |  | FRAXINUS PENNSYLVANICA "SUMMIT", SUMMIT ASH 2" - 21/2'' CAL. B.B | ea. | LAND | 11
0949856 |  | FRAXINUS PENNSYLVANICA "SUMMIT" SUMMIT ASH 3'' - 3-1/2'' CAL. B.B. | ea. | LAND | 11
0949857 |  | ACER SACCHARUM 'GREEN MOUNTAIN' GREEN MOUNTAIN SUGAR MAPLE 2-1/2" - 3" CAL. B.B. | ea. | LAND | 11
0949859 |  | ACER SACCHARUM COLUMNARE COLUMNA SUGAR MAPLE 1 3/4''-2'' CAL.B.R | ea. | LAND | 11
0949860 |  | ACER SACCHARUM COLUMNARE COLUMNA SUGAR MAPLE 2''-2 1/2'' CAL.B.B | ea. | LAND | 11
0949861 |  | ACER SACCHARUM COLUMNARE COLUMNA SUGAR MAPLE 2 1/2''-3'' CAL.B.B | ea. | LAND | 11
0949862 |  | ACER SACCHARINUM SILVER MAPLE (1 1/2'' - 2'') CAL. B.B. | ea. | LAND | 11
0949863 |  | FRAXINUS PENNSYLVANICA - LANCEOLATA GREEN ASH 1 1/2'' - 2'' CAL. B.B. | ea. | LAND | 11
0949864 |  | PLANTANUS ACERIFOLIA LONDON PLANETREE (40MM - 50MM) CAL. B.B. | ea. | LAND | 11
0949865 | 497.00 | SALIX NIGRA, BLACK WILLOW 1 3/4''- 2'' CAL. B.R. | ea. | LAND | 11
0949866 |  | BERBERIS THUNBERGII, "CRIMSON PYGMY" (CRIMSON PYGMY BARBERRY) 18" - 24" HT. B.B. | ea. | LAND | 11
0949867 |  | BERBERIS X GLADWYNESISI, "WILLIAM PENN" (WILLIAM PENN BARBERRY 18" - 24" HT. B.B. | ea. | LAND | 11
0949868 |  | PRUNUS CERASIFERA "NEWPORT", NEWPORT FLOWERING PLUM, 3" CAL. B.B. | ea. | LAND | 11
0949869 |  | VINCA MINOR "ALBA PLENA", WHITE PERIWINKLE, 2 QUART CONTAINER | ea. | LAND | 11
0949870 | 108.78 | ARONIA MELANOCARPA, BLACK CHOKEBERRY, 24" - 36" HT. B.B. | ea. | LAND | 11
0949871 |  | CEPHALANTHUS OCCIDENTALIS, BUTTONBUSH, 24" - 36" HT. B.B. | ea. | LAND | 11
0949872 |  | FRAXINUS PENNSYLVANICA SUMMIT SUMMIT ASH 3 1/2'' - 4'' CAL.B.B. | ea. | LAND | 11
0949873 |  | ACER SACCHARUM ''GREEN MOUNTAIN'' GREEN MOUNTAIN SUGAR MAPLE 3'' - 3 1/2'' CAL. B.B. | ea. | LAND | 11
0949874 | 921.01 | LIQUIDAMBAR STYRACIFLUA, AMERICAN SWEET GUM, 21/2" - 3" CAL. B.B | ea. | LAND | 11
0949875 | 32,275.83 | WETLAND PLANTINGS | LS | LAND | 11
0949876 | 81.86 | CORNUS AMOMUM, SILKY DOGWOOD, 24" - 36" HT. | ea. | LAND | 11
0949877 |  | QUERCUS ALBA WHITE OAK 3-1/2"-4" CAL.B.B. | ea. | LAND | 11
0949878 | 1,118.00 | QUERCUS PALUSTRIS PIN OAK 3-1/2"- 4" CAL. B.B. | ea. | LAND | 11
0949879 |  | ZELKOVA SERRATA JAPANESE ZELKOVA 3-1/2"-4" CAL. B.B. | ea. | LAND | 11
0949880 |  | BETULA PAPYRIFERA PAPER BIRCH 2.0"-2.5" SINGLE STEM B.B. | ea. | LAND | 11
0949881 |  | LIQUIDAMBAR STYRACIFLUA AMERICAN SWEETGUM 3 1/2" - 4" CAL. B.B. | ea. | LAND | 11
0949882 |  | PLATANUS ACERIFOLIA LONDON PLANETREE 3 1/2"-4" CAL. B.B. | ea. | LAND | 11
0949883 |  | ULMUS CARPINIFOLIA HOMESTEAD HOMESTEAD ELM 3 1/2"-4" CAL.B.B | ea. | LAND | 11
0949884 |  | MISCANTHUS SPP. - ORNAMENTAL GRASS 1 GALLON CONTAINER | ea. | LAND | 11
0949885 |  | PACHYSANDRA TERMINALS | ea. | LAND | 11
0949886 |  | RHODODENDRON SCINTILLATION SCINTILLATION RHODODENDRON 3'-4' HT. B.B. | ea. | LAND | 11
0949887 |  | RHODODENDRON MAXIMA (COMPACTA) (3'-0'' - 4'-0'' HT. B.B.) | ea. | LAND | 11
0949888 | 20.00 | AQUILEGIA CANADENSIS, RED COLUMBINE, #1 CONTAINER | ea. | LAND | 11
0949889 | 30.43 | ASCLEPIAS INCARNATA, SWAMP MILKWEED, #1 CONTAINER | ea. | LAND | 11
0949889.01 |  | ASCLEPIAS SYRIACA, COMMON MILKWEED, #1 CONTAINER | ea. | LAND | 11
094989 |  | ASCLEPIAS INCARNATA, SWAMP MILKWEED, #1 CONTAINER | ea. | LAND | 11
0949890 |  | QUERCUS BOREALIS NORTHERN RED OAK 4''- 5'' CAL. B.B. | ea. | LAND | 11
0949891 | 34.20 | ASCLEPIS TUBEROSA - BUTTERFLY WEED 1 GALLON CONTAINER | ea. | LAND | 11
0949892 |  | BETULA NIGRA "HERITAGE" HERITAGE RIVER BIRCH 18' - 20' HT. B.B. | ea. | LAND | 11
0949893 |  | SEDUM "AUTUMN JOY" SEDUM AUTUMN JOY 1 GAL. CONTAINER | ea. | LAND | 11
0949894 | 65.00 | CORNUS RACEMOSA, GRAY DOGWOOD, 18" - 24" HT. B.B. | ea. | LAND | 11
0949895 | 70.00 | GAYLUSSACIA BACCATA, BLACK HUCKLEBERRY, 24" - 36" HT. B.B. | ea. | LAND | 11
0949896 | 94.46 | HAMAMELIS VIRGINIANA, WITCH HAZEL, 24" - 36" HT. B.B. | ea. | LAND | 11
0949897 | 78.84 | ILEX GLABRA, INKBERRY, 24" - 36" HT. B.B. | ea. | LAND | 11
0949898 | 88.90 | MYRICA PENNSYLVANICA, NORTHERN BAYBERRY, 24" - 36" HT. B.B. | ea. | LAND | 11
0949899 |  | PRUNUS PUMILA VAR. DEPRESSA, SAND CHERRY, 24" - 36" HT. B.B. | ea. | LAND | 11
0949900 |  | PINUS MUGO "SLOWMOUND", SLOWMOUND MUGHO PINE, 18"-24" HT. B.B. | ea. | LAND | 11
0949901 |  | BETULA PAPYRIFERA PAPER BIRCH 5'-6' HT. CLUMPS B.B. | ea. | LAND | 11
0949902 |  | BETULA PAPYRIFERA PAPER BIRCH 6'-8' HT. CLUMPS B.B. | ea. | LAND | 11
0949903 |  | BETULA PAPYRIFERA PAPER BIRCH 8'-10' HT. CLUMPS B.B. | ea. | LAND | 11
0949904 |  | BETULA PAPYRIFERA PAPER BIRCH 5'-6' HT. CLUMPS B.B. COLL. | ea. | LAND | 11
0949905 |  | BETULA PAPYRIFERA PAPER BIRCH 12'-14' HT. CLUMPS B.B. | ea. | LAND | 11
0949906 |  | BETULA PAPYRIFERA PAPER BIRCH 18'-20' HT. CLUMPS B.B. | ea. | LAND | 11
0949907 | 185.16 | BETULA POPULIFOLIA GRAY BIRCH 5'-6' HT. CLUMPS B.B. | ea. | LAND | 11
0949908 | 555.00 | BETULA POPULIFOLIA GRAY BIRCH 6'-8' HT. CLUMPS B.B. | ea. | LAND | 11
0949909 | 636.76 | BETULA POPULIFOLIA GRAY BIRCH 8'-10' HT. CLUMPS B.B. | ea. | LAND | 11
0949910 | 570.60 | CELTIS OCCIDENTALIS - COMMON HACKBERRY 1 3/4''- 2'' CAL. B.B | ea. | LAND | 11
0949911 |  | BETULA PAPYRIFERA PAPER BIRCH 10'-12' HT. CLUMPS B.B. | ea. | LAND | 11
0949912 | 333.43 | BETULA NIGRA RIVER BIRCH 6'-8' HT. B.B. | ea. | LAND | 11
0949913 | 974.62 | BETULA NIGRA RIVER BIRCH 2" - 2-1/2" CAL. B.B. | ea. | LAND | 11
0949914 | 86.30 | BETULA POPULIFOLIA, GRAY BIRCH 24" - 36" HT. B.B. | ea. | LAND | 11
0949915 |  | RHODODENDRON VISCOSUM, SWAMP AZALEA 24" - 36" HT. B.B. | ea. | LAND | 11
0949916 | 60.00 | ROSA PALUSTRIS, SWAMP ROSE, 24" - 36" HT. B.B. | ea. | LAND | 11
0949917 | 72.00 | SAMBUCUS CANADENSIS, COMMON ELDERBERRY, 24" - 36" HT. B.B. | ea. | LAND | 11
0949918 | 47.00 | VACCINIUM ANGUSTIFOLIUM, LOW BUSH BLUEBERRY, 12" - 15" HT. B.B. | ea. | LAND | 11
0949919 | 786.69 | PLATANUS ACERIFOLIA LONDON PLANETREE 2"-2 1/2" CAL. B.B. | ea. | LAND | 11
0949920 |  | KERRIA JAPONICA, JAPANESE KERRIA, 18" - 24" HT. B & B | ea. | LAND | 11
0949921 |  | GERANIUM SANGUINEUM, CRANESBILL GERANIUM, 1 GAL. CONTAINER | ea. | LAND | 11
0949922 |  | MALUS X "HYBRID", NEW HYBRID CRABAPPLE, 1.75" - 2" CAL. B & B | ea. | LAND | 11
0949923 | 505.00 | PINUS RIGIDA, PITCH PINE, 4' - 5' HT. B.B. | ea. | LAND | 11
0949924 | 24.40 | LUPINUS PERENNIS, WILD LUPINE, 1 GAL. CONTAINER | ea. | LAND | 11
0949925 |  | SOPHORA JAPONICA JAPANESE PAGODATREE 1 3/4''-2'' CAL. B.B | ea. | LAND | 11
0949926 | 108.98 | VACCINIUM CORYMBOSUM, HIGHBUSH BLUEBERRY, 24" - 36" HT. B.B. | ea. | LAND | 11
0949927 |  | QUERCUS BOREALIS, NORTHERN RED OAK 3 1/2''-4'' CAL. B.B. | ea. | LAND | 11
0949928 |  | VIBURNUM ACERIFOLIUM, MAPLELEAF VIBURNUM, 18" - 24" HT. B.B. | ea. | LAND | 11
0949929 | 87.00 | VIBURNUM CASSINOIDES, WITHEROD VIBURNUM, 24" - 36" HT. B.B. | ea. | LAND | 11
0949930 |  | FRAXINUS PENNSYLVANICA LANCEOLAT GREEN ASH 1 3/4''-2'' CAL. B.B. | ea. | LAND | 11
0949931 |  | FRAXINUS PENNSYLVANICA LANCEOLAT GREEN ASH 2''- 2 1/2'' CAL. B.B | ea. | LAND | 11
0949932 |  | FRAXINUS PENNSYLVANICA LANCEOLAT GREEN ASH 2 1/2''- 3'' CAL. B.B | ea. | LAND | 11
0949933 |  | FRAXINUS PENNSYLVANICA LANCELATA GREEN ASH 3''- 3 1/2'' CAL.B.B. | ea. | LAND | 11
0949934 |  | FRAXINUS PENNSYLVANICA LANCEOLATA GREEN ASH 3 1/2'' - 4'' CAL. B.B. | ea. | LAND | 11
0949935 |  | FRAXINUS PENNSYLVANICA LANCEOLAT GREEN ASH 4''- 5'' CAL. B.B. | ea. | LAND | 11
0949936 |  | VIBURNUM LENTAGO, NANNYBERRY VIBURNUM, 24"- 36" HT. B.B. | ea. | LAND | 11
0949937 |  | FRAXINUS PENNSYLVANICA LANCEOLAT 'MARSHALLS SEEDLESS' MARSHALLS SEEDLESS ASH 1 3/4''- 2'' CAL. B.B. | ea. | LAND | 11
0949938 |  | FRAXINUS PENNSYLVANICA LANCEOLAT 'MARSHALLS SEEDLESS' MARSHALLS SEEDLESS ASH 2" - 2 1/2" CAL. B.B. | ea. | LAND | 11
0949939 |  | FRAXINUS PENNSYLVANICA LANCEOLATA 'MARSHALL'S SEEDLESS MARSHALLS SEEDLESS ASH 2 1/2" - 3'' CAL. B.B. | ea. | LAND | 11
0949940 |  | GLEDITSIA TRIACANTHOS INERMIS THORNLESS HONEYLOCUST 'MAJESTIC 1 3/4''- 2'' CAL. B.B. (PLANT PATENT NO. 1534) | ea. | LAND | 11
0949941 |  | GLEDITSIA TRIACANTHOS INERMIS THORNLESS HONEYLOCUST 'IMPERIAL 1 3/4''-2'' CAL. B.B. (PLANT PATENT NO. 1605) | ea. | LAND | 11
0949942 |  | GLEDITSIA TRIACANTHOS INERMIS THORNLESS HONEYLOCUST 'IMPERIAL 2''-2 1/2'' CAL. B.B. (PLANT PATENT NO. 1605) | ea. | LAND | 11
0949943 |  | GLEDITSIA TRIACANTHOS INERMIS THORNLESS HONEYLOCUST HALKA 4''- 5'' CAL. B.B. | ea. | LAND | 11
0949944 | 85.00 | JUNIPERS HORIZONTALIS "HUGHES", HUGHES CREEPING JUNIPER 18" - 24" HT. B.B. | ea. | LAND | 11
0949945 |  | GLEDITSIA TRIACANTHOS INERMIS THORNLESS HONEYLOCUST SHADE- MASTER 1 3/4" - 2" CAL. B.B. (PLANT PATENT NO. 1515) | ea. | LAND | 11
0949946 |  | GLEDITSIA TRIACANTHOS INERMIS THORNLESS HONEYLOCUST SHADE- MASTER 2" - 2 1/2" CAL. B.B. (PLANT PATENT NO. 1515) | ea. | LAND | 11
0949947 | 960.00 | GLEDITSIA TRIACANTHOS INERMIS THORNLESS HONEYLOCUST SHADE MASTER 2 1/2" - 3" CAL. B.B. (PLANT PATENT NO. 1515) | ea. | LAND | 11
0949948 |  | GLEDITSIA TRIACANTHOS INERMIS THORNLESS HONEYLOCUST SHADE- MASTER 3"-3 1/2" CAL. B.B. (PLANT PATENT NO.1515) | ea. | LAND | 11
0949949 |  | HELICTORICHEN SEMPERVIRENS, BLUE OAT GRASS, NO. 5 CONTAINER | ea. | LAND | 11
0949950 |  | GLEDITSIA TRIACANTHOS INERMIS THORNLESS HONEYLOCUST SKYLINE 2"-2 1/2" CAL. B.B. (PLANT PATENT NO. 1619) | ea. | LAND | 11
0949951 |  | GLEDITSIA TRIACANTHOS INERMIS THORNLESS HONEYLOCUST SKYLINE 2 1/2''-3'' CAL. B.B. (PLANT PATENT NO. 1619) | ea. | LAND | 11
0949952 |  | GLEDITSIA TRIACANTHOS INERMIS, THORNLESS HONEYLOCUST HALKA 2 1/2" - 3" CAL. B.B. | ea. | LAND | 11
0949953 |  | GLEDITSIA TRIACANTHOS INERMIS THORNLESS HONEYLOCUST SKYLINE 4''-5'' CAL. B.B. (PLANT PATENT NO 1619) | ea. | LAND | 11
0949954 |  | QUERCUS PALUSTRIS PIN OAK 3''-4'' CAL. B.B. | ea. | LAND | 11
0949955 |  | QUERCUS BOREALIS MAXIMA EASTERN RED OAK 2 1/2'' - 3'' CAL. B.B. | ea. | LAND | 11
0949956 |  | LIQUIDAMBAR STYRACIFLUA AMERICAN SWEET GUM 3'' -4'' CAL. B.B. | ea. | LAND | 11
0949957 | 503.00 | LIRIODENDRON TULIPIFERA TULIPTREE 1 3/4''- 2'' CAL. B.B | ea. | LAND | 11
0949957.25 | 900.00 | LIRIODENDRON TULIPIFERA TULIP TREE 2 1/2"-3'' CAL. B.B | ea. | INCD | 11
0949958 | 45.00 | VIBURNUM RECOGNATUM, NORTHERN ARROWWOOD 2' - 3' HT. B.B. | ea. | LAND | 11
0949959 |  | PLATANUS OCCIDENTALIS AMERICAN PLANETREE 2 1/2''-3'' CAL. B.B. | ea. | LAND | 11
0949960 |  | PLATANUS OCCIDENTALIS AMERICAN PLANETREE 3''-4'' CAL. B.B. | ea. | LAND | 11
0949961 |  | PLATANUS ACERIFOLIA LONDON PLANETREE 1 3/4''- 2'' CAL. B.B | ea. | LAND | 11
0949962 |  | PLATANUS ACERIFOLIA LONDON PLANETREE 2 1/2''- 3'' CAL. B.B | ea. | LAND | 11
0949963 |  | AESCULUS CARNEA "BRIOTI", RUBY RED HORSE CHESTNUT, 2"-2 1/2" CAL. B.B. | ea. | LAND | 11
0949964 |  | PLATANUS ACERIFOLIA - LONDON PLANETREE 3''- 4'' CAL. B.B. | ea. | LAND | 11
0949965 |  | ACER SACCHARUM "GOLDSPIRE", GOLD- SPIRE SUGAR MAPLE, 5" CAL. B.B. | ea. | LAND | 11
0949966 |  | POTENTILLA FRUTICOSA "ABBOTTSWOOD", 18" - 24" HT. B.B. | ea. | LAND | 11
0949967 |  | ABIES CONCOLOR, WHITE FIR, 8' - 10' HT. B.B. | ea. | LAND | 11
0949968 |  | PINUS MUGO "TANNENBAUM", TANNENBAUM MUGHO PINE, NO. 6 POT | ea. | LAND | 11
0949969 |  | QUERCUS BOREALIS NORTHERN RED OAK 1 3/4''- 2'' CAL. B.B. | ea. | LAND | 11
0949970 | 690.77 | QUERCUS BOREALIS NORTHERN RED OAK 2''- 2 1/2'' CAL. B.B. | ea. | LAND | 11
0949971 |  | QUERCUS BOREALIS NORTHERN RED OAK 2 1/2''- 3'' CAL. B.B. | ea. | LAND | 11
0949972 |  | QUERCUS BOREALIS MAXIMA EASTERN RED OAK 5''-5 1/2 '' CAL. B.B | ea. | LAND | 11
0949973 | 595.00 | QUERCUS COCCINEA SCARLET OAK 1 3/4''- 2'' CAL. B.B. | ea. | LAND | 11
0949974 | 743.33 | QUERCUS COCCINEA SCARLET OAK 2''- 2'1/2'' CAL. B.B. | ea. | LAND | 11
0949975 |  | QUERCUS COCCINEA SCARLET OAK 2 1/2''- 3'' CAL. B.B. | ea. | LAND | 11
0949976 |  | QUERCUS BOREALIS MAXIMA EASTERN RED OAK 3'' - 4'' CAL. B.B. | ea. | LAND | 11
0949977 | 720.00 | QUERCUS PALUSTRIS PIN OAK 1 3/4''- 2'' CAL. B.B. | ea. | LAND | 11
0949978 | 703.57 | QUERCUS PALUSTRIS PIN OAK 2''- 2 1/2'' CAL. B.B. | ea. | LAND | 11
0949978.20 |  | QUERCUS PALUSTRIS 'PRINGREEN' GREEN PILLAR OAK 2''- 2 1/2'' CAL. B.B. | ea. | INCD | 11
0949979 | 701.60 | QUERCUS PALUSTRIS PIN OAK 2 1/2''- 3'' CAL. B.B. | ea. | LAND | 11
0949980 |  | SALIX ALBA VITELLINA YELLOWSTEM WHITE WILLOW 2''-2 1/2'' CAL. B.B. | ea. | LAND | 11
0949981 |  | SALIX NIOBE NIOBE WILLOW 1 3/4''- 2'' CAL. B.R. | ea. | LAND | 11
0949982 |  | SALIX NIOBE NIOBE WILLOW 2''- 2 1/2'' CAL. B.B. | ea. | LAND | 11
0949983 | 645.00 | SALIX NIOBE NIOBE WILLOW 2 1/2''- 3'' CAL. B.B. | ea. | LAND | 11
0949984 |  | SALIX ALBA VITELLINA YELLOWSTEM WHITE WILLOW 8'-10' HT. WHIP B.R. | ea. | LAND | 11
0949985 |  | SALIX BABYLONICA BABYLON WEEPING WILLOW 1 3/4''-2'' CAL. B.B. | ea. | LAND | 11
0949986 | 755.62 | QUERCUS RUBRA, NORTHERN RED OAK, 2 1/2" - 3" CAL. B.B. | ea. | LAND | 11
0949987 |  | EUONYMOUS KIATSCHOUICUS, SPREADING EUONYMUS, 5' - 6' HT., B.B. | ea. | LAND | 11
0949988 |  | QUERCUS PALUSTRIS PIN OAK 3 1/2''- 4'' CAL. B.B. | ea. | LAND | 11
0949989 |  | TILIA CORDATA LITTLELEAF LINDEN 1 3/4''- 2'' CAL. B.B. | ea. | LAND | 11
0949990 |  | TILIA CORDATA LITTLELEAF LINDEN 2''- 2 1/2'' CAL. B.B. | ea. | LAND | 11
0949991 |  | TILIA CORDATA LITTLELEAF LINDEN 2 1/2''- 3'' CAL. B.B. | ea. | LAND | 11
0949992 | 1,049.18 | TILIA CORDATA LITTLELEAF LINDEN 3''-4'' CAL. B.B. | ea. | LAND | 11
0949993 |  | SALIX NIGRA, BLACK WILLOW, 24" - 36" HT. B.B. | ea. | LAND | 11
0949994 |  | SALIX ALBA VITELLINA YELLOWSTEM WHITE WILLOW 2 1/2''-3''CAL.B.B | ea. | LAND | 11
0949995 |  | ZELKOVA SERRATA JAPANESE ZELKOVA 1 3/4''- 2'' CAL. B.B. | ea. | LAND | 11
0949997 |  | ZELKOVA SERRATA JAPANESE ZELKOVA 2 1/2''-3'' CAL. B.B. | ea. | LAND | 11
0949998 |  | FURNISHING AND PLANTING SHRUBS, GRASSES AND HERBACEOUS STOCK | LS | LAND | 11
0949999 |  | WETLAND CREATION | LS | LAND | 11
0950004 |  | EROSION CONTROL LINING | s.y. | EROC | 11
0950005 | 2.19 | TURF ESTABLISHMENT | s.y. | LAND | 11
0950009 | 539.16 | BOULDER | ea. | LAND | 11
0950010 |  | TEMPORARY SEEDING | s.y. | LAND | 11
0950012 |  | TEMPORARY WETLAND SEEDING | s.y. | LAND | 11
0950013 | 9.44 | EROSION CONTROL MATTING | s.y. | EROC | 11
0950016 | 4.69 | WETLAND GRASS ESTABLISHMENT | s.y. | LAND | 11
0950018 | 13.61 | FURNISHING AND PLACING COMPOST | s.y. | LAND | 11
0950019 | 2.48 | TURF ESTABLISHMENT - LAWN | s.y. | LAND | 11
0950021 | 2.26 | LOW GROWTH TURF MIX | s.y. | LAND | 11
0950023 | 18.50 | LANDSCAPE EDGING | l.f. | LAND | 11
0950028 |  | PLANTER, TYPE B | ea. | LAND | 11
0950029 |  | TURF ESTABLISHMENT - NEW ENGLAND MIX | s.y. | LAND | 11
0950032 | 11.85 | EROSION CONTROL MATTING TYPE G | s.y. | EROC | 11
0950033 | 4.29 | EROSION CONTROL MATTING TYPE H | s.y. | EROC | 11
0950034 |  | WARM SEASON GRASS ESTABLISHMENT | s.y. | LAND | 11
0950035 |  | REMOVE AND RESET IRRIGATION SYSTEM | LS | LAND | 11
0950036 | 4.48 | EROSION CONTROL MATTING TYPE E | s.y. | EROC | 11
0950037 | 3.98 | EROSION CONTROL MATTING TYPE C | s.y. | EROC | 11
0950038 | 5.01 | EROSION CONTROL MATTING TYPE F | s.y. | EROC | 11
0950039 | 3.97 | EROSION CONTROL MATTING TYPE D | s.y. | EROC | 11
0950040 | 1.56 | CONSERVATION SEEDING FOR SLOPES | s.y. | LAND | 11
0950041 |  | WETLAND SEEDLING | s.y. | LAND | 11
0950042 |  | WETLAND SEEDING | s.y. | LAND | 11
0950043 | 0.57 | WETLAND GRASS ESTABLISHMENT | s.f. | LAND | 11
0950044 | 1.99 | FLOODPLAIN ESTABLISHMENT SEED MIX | SY | LAND | 11
0950049 |  | REPLACE IRRIGATION SYSTEM | LS | LAND | 11
0950060 | 3.25 | EROSION CONTROL MATTING TYPE B | s.y. | LAND | 11
0950061 |  | COMPOST TEA | gal | LAND | 11
0950102 |  | REPLANT SHRUBBERY | LS | LAND | 11
0950104 |  | LANDSCAPE TIMBERS | l.f. | LAND | 11
0950105 |  | TRANSPLANT WETLAND STOCK | ea. | LAND | 11
0950106 | 78.17 | TREE BARRIER | l.f. | LAND | 11
0950200 |  | INTERLOCKING REINFORCED GRASS PANELS | s.f. | LAND | 11
0950202 | 1.78 | SHORELINE GRASS ESTABLISHMENT | s.y. | LAND | 11
0951001 |  | ROCK EXCAVATION FOR PLANTING | c.y. | LAND | 11
0951002 | 4,494.73 | TREE GRATES | ea. | LAND | 11
0951003 |  | RESET TREE GRATE | ea. | LAND | 11
0951004 |  | 3' X 5' CAST IRON TREE GRATE | ea. | LAND | 11
0951005 |  | 4' X 6' CAST IRON TREE GRATE | ea. | LAND | 11
0952001 | 15,297.50 | SELECTIVE CLEARING AND THINNING | LS | LAND | 11
0952002 |  | SELECTIVE CLEARING AND THINNING (SITE NO. 1) | LS | LAND | 11
0952003 |  | SELECTIVE CLEARING AND THINNING (SITE NO. 2) | LS | LAND | 11
0952004 |  | SELECTIVE CLEARING AND THINNING (SITE NO. 3) | LS | LAND | 11
0952005 |  | SELECTIVE CLEARING AND THINNING (SITE NO. 4) | LS | LAND | 11
0952006 |  | SELECTIVE CLEARING AND THINNING (SITE NO. 5) | LS | LAND | 11
0952007 |  | SELECTIVE CLEARING AND THINNING (SITE NO. 6) | LS | LAND | 11
0952049 | 7.05 | SELECTIVE CLEARING AND THINNING | s.y. | LAND | 11
0952050 |  | CONTROL AND REMOVAL OF INVASIVE VEGETATION | acre | LAND | 11
0952051 | 12.07 | CONTROL AND REMOVAL OF INVASIVE VEGETATION | s.y. | LAND | 11
0952052 |  | BIOLOGICAL CONTROL OF INVASIVES | LS | LAND | 11
0952053 | 27,700.00 | INVASIVE VEGETATION REMOVAL PLAN (IVRP) | LS | LAND | 11
0952080 | 1.00 | SELECTIVE CLEARING AND THINNING (ESTIMATED COST) | est. | LAND | 11
0952100 |  | PLANTER - CONCRETE | ea. | LAND | 11
0952101 |  | MODIFY PLANTER | LS | LAND | 11
0953001 |  | SODDING | s.y. | LAND | 11
0953002 |  | SODDING-TYPE I | s.y. | LAND | 11
0969000 | 163,408.00 | PROJECT COORDINATOR | LS | INCD | 11
0969011 |  | REMOVAL OF CONSTRUCTION FIELD OFFICE (TYPE C) | LS | INCD | 11
0969012 |  | MAINTENANCE OF CONSTRUCTION FIELD OFFICE (TYPE C) | mo. | INCD | 11
0969015 |  | CONSTRUCTION FIELD OFFICE (TYPE C) LEASE (ESTIMATED COST) | est. | INCD | 11
0969030 | 270,030.41 | PROJECT COORDINATOR (MINIMUM BID) | LS | INCD | 11
0969049 |  | DOCUMENT CONTROL SPECIALIST (MINIMUM BID) | LS | INCD | 11
0969050 | 80,000.00 | DOCUMENT CONTROL SPECIALIST | LS | INCD | 11
0969053 | 650,000.00 | CONTRACTOR QUALITY CONTROL PROGRAM LEVEL 2 | LS | INCD | 11
0969054 | 246,149.33 | CONTRACTOR QUALITY CONTROL PROGRAM LEVEL 1 | LS | INCD | 11
0969055 | 322,142.86 | CONTRACTOR QUALITY CONTROL MANAGER AND QUALITY PROGRAM LEVEL 1 (MINIMUM BID) | LS | INCD | 11
0969056 | 1,343,043.73 | CONTRACTOR QUALITY CONTROL MANAGER AND QUALITY PROGRAM LEVEL 2 (MINIMUM BID) | LS | INCD | 11
0969060 | 3,592.02 | CONSTRUCTION FIELD OFFICE, SMALL | mo. | INCD | 11
0969062 | 4,620.68 | CONSTRUCTION FIELD OFFICE, MEDIUM | mo. | INCD | 11
0969064 | 6,171.52 | CONSTRUCTION FIELD OFFICE, LARGE | mo. | INCD | 11
0969065 |  | CONSTRUCTION FIELD OFFICE (EXTRA LARGE) LEASE (ESTIMATED COST PLUS) | est. | INCD | 11
0969066 | 16,086.59 | CONSTRUCTION FIELD OFFICE, EXTRA LARGE | mo. | INCD | 11
0969067 |  | REMODEL CONSTRUCTION FIELD OFFICE, EXTRA LARGE (ESTIMATED COST PLUS) | est. | INCD | 11
0969070 | 3,556.25 | CONSTRUCTION FIELD OFFICE FURNISHINGS AND EQUIPMENT | mo. | INCD | 11
0969072 |  | TRAILER INSTALLATION | LS | INCD | 11
0969086 |  | CONSTRUCTION FIELD OFFICE FURNISHINGS, OFFICE SUPPLIES AND EQUIPMENT | est. | INCD | 11
0969202 |  | CLASS B OFFICE (ESTIMATED COST) | est. | INCD | 11
0969203 |  | MAINTAIN CLASS B OFFICE (ESTIMATED COST) | est. | INCD | 11
0969204 |  | MAINTAIN CLASS B OFFICE | mo. | INCD | 11
0969205 |  | CLASS B OFFICE SUPPLIES | mo. | INCD | 11
0969206 |  | CONSTRUCTION FIELD OFFICE (TYPE C) SUPPLIES | mo. | INCD | 11
0969500 |  | INSPECTION ACCESS (ESTIMATED COST) | est. | INCD | 11
0969742 |  | PHOTOGRAPHIC DOCUMENTATION | mo. | TBD | 11
0970006 | 1.00 | TRAFFICPERSON (MUNICIPAL POLICE OFFICER) (ESTIMATED COST) | est. | TRAF | 11
0970007 | 48.97 | TRAFFICPERSON (UNIFORMED FLAGGER) | hr | TRAF | 11
0970020 |  | TRAFFICPERSON (MUNICIPAL POLICE OFFICER - MARINE UNIT) | est. | TRAF | 11
0970021 | 1.00 | TRAFFICPERSON (STATE POLICE OFFICER - ABUTTING STATE) | est. | TRAF | 11
0971001 | 402,632.67 | MAINTENANCE AND PROTECTION OF TRAFFIC | LS | TRAF | 11
0971007 |  | MAINTENANCE AND PROTECTION OF TRAFFIC (ESTIMATED COST-PLUS) | est. | TRAF | 11
0971100 |  | DETOUR ROUTE REPAIRS (ESTIMATED COST) | est. | INCD | 11
0971101 |  | MAINTENANCE AND PROTECTION OF TRAFFIC ( SITE NO.1) | LS | TRAF | 11
0971102 |  | MAINTENANCE AND PROTECTION OF TRAFFIC ( SITE NO.2) | LS | TRAF | 11
0971103 |  | MAINTENANCE AND PROTECTION OF TRAFFIC ( SITE NO.3) | LS | TRAF | 11
0971104 |  | MAINTENANCE AND PROTECTION OF TRAFFIC ( SITE NO.4) | LS | TRAF | 11
0971105 |  | MAINTENANCE AND PROTECTION OF TRAFFIC (SITE NO. 5) | LS | TRAF | 11
0971200 | 8,141.00 | MAINTENANCE PEDESTRIAN ACCESS | LS | TRAF | 11
0971201 | 110.00 | TAXI SERVICE | ea. | TRNS | 11
0971301 | 156.36 | TEMPORARY SHUTTLE SERVICE | hr | TRNS | 11
0971302 | 162.00 | ADA SHUTTLE SERVICE | hr | TRNS | 11
0971999 | 181.48 | WRECKER SERVICE | hr | TRAF | 11
0973012 | 130,000.00 | CONSTRUCTION MONITORING - EXISTING BRIDGE | LS | TRAF | 11
0973723 |  | WORKSITE TRAFFIC SUPERVISOR | mo. | TRAF | 11
0973725 |  | WORKSITE TRAFFIC SUPERVISOR (MINIMUM BID) | LS | TRAF | 11
0974001 | 247.07 | REMOVAL OF EXISTING MASONRY | c.y. | STRC | 11
0974003 |  | REMOVAL OF EXISTING MASONRY (NO EXPLOSIVES) | c.y. | STRC | 11
0974005 |  | REMOVAL OF EXISTING RETAINING WALL | LS | STRC | 11
0974020 |  | REMOVAL OF EXISTING MASONRY (PARAPET) | c.f. | STRC | 11
0974052 |  | REMOVAL OF EXISTING MASONRY LIMITED METHODS | c.y. | STRC | 11
0974099 |  | REMOVAL OF DETERIORATED CONCRETE | c.f. | STRC | 11
0974105 | 32.55 | CONCRETE HAUNCH REMOVAL | l.f. | STRC | 11
0974106 | 22,000.00 | TIMBER SUPPORT MAT | LS | STRT | 11
0974302 |  | REMOVAL OF ABUTMENT 1 (SITE NO. 2) | LS | STRC | 11
0974303 |  | REMOVAL OF ABUTMENT 2 (SITE NO. 1) | LS | STRC | 11
0974304 |  | REMOVAL OF ABUTMENT 2 (SITE NO. 2) | LS | STRC | 11
0974350 |  | REMOVAL OF ABUTMENT EB | LS | STRC | 11
0974351 |  | REMOVAL OF ABUTMENT WB | LS | STRC | 11
0974352 |  | REMOVAL OF ABUTMENT WAE | LS | STRC | 11
0974353 |  | REMOVAL OF ABUTMENT CEW | LS | STRC | 11
0974410 |  | REMOVAL OF PIER 1 (SITE NO. 1) | LS | STRC | 11
0974411 |  | REMOVAL OF PIER 1 (SITE NO. 2) | LS | STRC | 11
0974412 |  | REMOVAL OF PIER 2 (SITE NO. 1) | LS | STRC | 11
0974413 |  | REMOVAL OF PIER 2 (SITE NO. 2) | LS | STRC | 11
0974414 |  | REMOVAL OF PIER 3 | LS | STRC | 11
0974415 |  | REMOVAL OF PIER 4E | LS | STRC | 11
0974416 |  | REMOVAL OF PIER 4W | LS | STRC | 11
0974417 |  | REMOVAL OF PIER 5 | LS | STRC | 11
0974418 |  | REMOVAL OF PIER 6 | LS | STRC | 11
0974419 |  | REMOVAL OF PIER 7 | LS | STRC | 11
0974420 |  | REMOVAL OF PIER 8 | LS | STRC | 11
0974421 |  | REMOVAL OF PIER 9 | LS | STRC | 11
0974422 |  | REMOVAL OF PIER 10 | LS | STRC | 11
0974423 |  | REMOVAL OF PIER 11 | LS | STRC | 11
0974424 |  | REMOVAL OF PIER 12 | LS | STRC | 11
0974425 |  | REMOVAL OF PIER 13 | LS | STRC | 11
0974426 |  | REMOVAL OF PIER 14 | LS | STRC | 11
0974427 |  | REMOVAL OF PIER 15 | LS | STRC | 11
0974428 |  | REMOVAL OF PIER 16 | LS | STRC | 11
0974429 |  | REMOVAL OF PIER 17 | LS | STRC | 11
0974430 |  | REMOVAL OF PIER 18 | LS | STRC | 11
0974431 |  | REMOVAL OF PIER 19 | LS | STRC | 11
0974432 |  | REMOVAL OF PIER 19A | LS | STRC | 11
0974433 |  | REMOVAL OF PIER 20 | LS | STRC | 11
0974434 |  | REMOVAL OF PIER 20A | LS | STRC | 11
0974435 |  | REMOVAL OF PIER 21 | LS | STRC | 11
0974436 |  | REMOVAL OF PIER 21A | LS | STRC | 11
0974437 |  | REMOVAL OF PIER 22 | LS | STRC | 11
0974438 |  | REMOVAL OF PIER 22A | LS | STRC | 11
0974439 |  | REMOVAL OF PIER 23 | LS | STRC | 11
0974440 |  | REMOVAL OF PIER 23A | LS | STRC | 11
0974441 |  | REMOVAL OF PIER 24 | LS | STRC | 11
0974442 |  | REMOVAL OF PIER 24A | LS | STRC | 11
0974443 |  | REMOVAL OF PIER 25 | LS | STRC | 11
0974444 |  | REMOVAL OF PIER 25A | LS | STRC | 11
0974445 |  | REMOVAL OF PIER 26 | LS | STRC | 11
0974446 |  | REMOVAL OF PIER 26A | LS | STRC | 11
0974447 |  | REMOVAL OF PIER 27 | LS | STRC | 11
0974448 |  | REMOVAL OF PIER 27A | LS | STRC | 11
0974449 |  | REMOVAL OF PIER 18A | LS | STRC | 11
0974450 |  | REMOVAL OF PIER 28A | LS | STRC | 11
0974451 |  | REMOVAL OF PIER 8A | LS | STRC | 11
0974452 |  | REMOVAL OF PIER 11A | LS | STRC | 11
0974453 |  | REMOVAL OF PIER 14A | LS | STRC | 11
0974454 |  | REMOVAL OF PIER 16A | LS | STRC | 11
0974455 |  | REMOVAL OF PIER 1W | LS | STRC | 11
0974456 |  | REMOVAL OF PIER 1E | LS | STRC | 11
0974457 |  | REMOVAL OF PIER 2W | LS | STRC | 11
0974458 |  | REMOVAL OF PIER 2E | LS | STRC | 11
0974459 |  | REMOVAL OF PIER 3W | LS | STRC | 11
0974460 |  | REMOVAL OF PIER 3E | LS | STRC | 11
0974461 |  | REMOVAL OF PIER 5E | LS | STRC | 11
0974500 |  | REMOVAL OF PIER 1 | LS | STRC | 11
0974501 |  | REMOVAL OF PIER 2 | LS | STRC | 11
0974502 |  | REMOVAL OF PIER 1A | LS | STRC | 11
0974503 |  | REMOVAL OF PIER 2A | LS | STRC | 11
0974504 |  | REMOVAL OF PIER 3A | LS | STRC | 11
0974505 |  | REMOVAL OF PIER 4A | LS | STRC | 11
0974506 |  | REMOVAL OF PIER 6A | LS | STRC | 11
0974507 |  | REMOVAL OF PIER 10A | LS | STRC | 11
0974508 |  | REMOVAL OF PIER 13A | LS | STRC | 11
0974509 |  | REMOVAL OF PIER 15A | LS | STRC | 11
0974510 |  | REMOVAL OF PIER 17A | LS | STRC | 11
0974511 |  | REMOVAL OF PIER 7A | LS | STRC | 11
0974512 |  | REMOVAL OF PIER 4A-A | LS | STRC | 11
0974513 |  | REMOVAL OF PIER 5A | LS | STRC | 11
0974514 |  | REMOVAL OF PIER 9A | LS | STRC | 11
0974515 |  | REMOVAL OF PIER 12A | LS | STRC | 11
0975003 |  | MOBILIZATION | ea. | MOBI | 11
0975004 | 1,018,976.53 | MOBILIZATION AND PROJECT CLOSEOUT | LS | MOBI | 11
0975011 |  | MOBILIZATION (SITE NO. 1) | LS | MOBI | 11
0975012 |  | MOBILIZATION (SITE NO. 2) | LS | MOBI | 11
0975013 |  | MOBILIZATION (SITE NO. 3) | LS | MOBI | 11
0975014 |  | MOBILIZATION (SITE NO. 4) | LS | MOBI | 11
0975015 |  | MOBILIZATION (SITE NO. 5) | LS | MOBI | 11
0975016 |  | MOBILIZATION - ROCK SCALING CREWS | LS | MOBI | 11
0976001 | 0.80 | BARRICADE WARNING LIGHTS - LOW INTENSITY | day | TRAF | 11
0976002 | 1.11 | BARRICADE WARNING LIGHTS - HIGH INTENSITY | day | TRAF | 11
0976003 | 0.25 | BARRICADE WARNING LIGHTS - STEADY-BURN | day | TRAF | 11
0976010 |  | SOLAR-POWERED LED RED BARRICADE LIGHT | ea. | TRAF | 11
0977001 | 23.03 | TRAFFIC CONE | ea. | TRAF | 11
0978002 | 69.91 | TRAFFIC DRUM | ea. | TRAF | 11
0979001 | 300.00 | CONSTRUCTION BARRICADE TYPE I | ea. | TRAF | 11
0979002 |  | CONSTRUCTION BARRICADE TYPE II | ea. | TRAF | 11
0979003 | 160.92 | CONSTRUCTION BARRICADE TYPE III | ea. | TRAF | 11
0979004 | 227.17 | CONSTRUCTION BARRICADE DETECTABLE | ea. | TRAF | 11
0979005 | 66.72 | PEDESTRIAN BARRICADE | l.f. | TRAF | 11
0980020 | 130,109.19 | CONSTRUCTION SURVEYING | LS | INCD | 11
0980020.01 | 23,000.00 | CONSTRUCTION SURVEYING (SITE 1) | LS | INCD | 11
0980020.02 | 38,000.00 | CONSTRUCTION SURVEYING (SITE 2) | LS | INCD | 11
0980300 |  | UTILITY MONITORING | LS | UTIL | 11
0980301 |  | UTILITY MONITORING IN WATERWAY | LS | UTIL | 11
0981100 | 42.54 | 42'' TRAFFIC CONE | ea. | TRAF | 11
0981101 | 112.41 | OPPOSING TRAFFIC LANE DIVIDER | ea. | TRAF | 11
0991040 |  | MODIFICATIONS AND REPAIRS TO OUTFALL PIPE AND HEADWALL | LS | DRAN | 11
0991050 |  | MODIFICATIONS TO EXISTING PUMP HOUSE | LS | DRAN | 11
0991051 | 2,250,000.00 | STORM WATER PUMPING STATION | LS | DRAN | 11
0991062 |  | VALVE CHAMBER | LS | DRAN | 11
0992019 |  | PARKING GARAGE | LS | FACL | 11
0992030 |  | WEIGH IN MOTION SYSTEM | LS | FACL | 11
0992033 | 165,000.00 | ELECTRICAL WORK | LS | FACL | 11
0992035 |  | GUARD BOOTH | LS | FACL | 11
0992035.02 |  | GUARD BOOTH NO. 2 | LS | FACL | 11
0992036 |  | CRYSTALLINE QUARTZ PIEZO-ELECTRIC WEIGHT SENSORS | LS | FACL | 11
0992086 |  | DRINKING FOUNTAIN | ea. | FACL | 11
0992087 | 5,453.70 | KIOSK | LS | FACL | 11
0992088 |  | FLAGPOLE | ea. | FACL | 11
0992089 | 1,753.00 | PICNIC TABLE | ea. | FACL | 11
0992090 | 2,915.73 | BENCH | ea. | FACL | 11
0992093 | 60.00 | RESET BRICK PAVING | s.f. | FACL | 11
0992094 |  | SELF-CONTAINED RECYCLING COMPOSTING UNIT (TOILET) | ea. | FACL | 11
0992095 |  | DOG WASTE STATION | ea. | FACL | 11
0992096 | 2,236.00 | BIKE REPAIR STATION | ea. | FACL | 11
0992103 | 1,716.67 | TRASH CAN | ea. | FACL | 11
0992114 |  | STORAGE SHED | LS | FACL | 11
0992131 | 245.30 | ASH URN | ea. | FACL | 11
0992132 |  | ORNAMENTAL MEDALLIONS | LS | FACL | 11
0992133 |  | DECORATIVE LIGHT ASSEMBLY | LS | FACL | 11
0992134 |  | REMOVE, PAINT AND REPLACE ORNAMENTAL MEDALLIONS | ea. | PANT | 11
0992135 |  | DECORATIVE MONUMENT | LS | FACL | 11
0999002 | 502,595.67 | DISPOSAL OF BUILDINGS | LS | RMVL | 11
0999301 |  | RELOCATION OF BUILDING | ea. | RMVL | 11
0999402 |  | PARK RIVER CONDUIT CONDITION SURVEY | LS | ELEC | 11
1001001 | 26.59 | TRENCHING AND BACKFILLING | l.f. | ERTH | 11
1001002 | 120.00 | TRENCHING AND BACKFILLING - TYPE I | l.f. | TBD | 11
1001003 | 60.00 | TRENCHING AND BACKFILLING - TYPE II | l.f. | TBD | 11
1001004 | 332.63 | ROCK IN TRENCH EXCAVATION(0' - 4' DEEP) | c.y. | ERTH | 11
1001005 | 2,000.00 | TRENCH EXCAVATION ROCK (C&S) | c.y. | ERTH | 11
1001006 | 3,000.00 | SPECIAL TRENCH EXCAVATION ROCK (C&S) | c.y. | ERTH | 11
1001009 |  | SOFT DIGGING | l.f. | ERTH | 11
1001010 |  | TRENCHING AND BACKFILLING CONCRETE BASE | l.f. | ERTH | 11
1001011 |  | TRENCHING AND BACKFILLING OF CONCRETE ENCASED CONDUIT | l.f. | ERTH | 11
1001020 | 192.62 | TRENCH EXCAVATION AND BACKFILL (1 TO 4 CONDUITS) | l.f. | ERTH | 11
1001021 | 600.00 | TRENCH EXCAVATION AND BACKFILL (>4 CONDUITS) | c.y. | ERTH | 11
1001022 | 700.00 | SPECIAL TRENCH EXCAVATION AND BACKFILL (1 TO 4 CONDUITS) | l.f. | ERTH | 11
1001023 | 900.00 | SPECIAL TRENCH EXCAVATION AND BACKFILL (>4 CONDUITS) | l.f. | ERTH | 11
1002008 | 6,500.00 | LIGHT POLE AND FIXTURES(DECORATIVE) | ea. | ELEC | 11
1002010 |  | LIGHT POLE BASE | ea. | ELEC | 11
1002015 | 961.06 | ROCK IN FOUNDATION EXCAVATION | v.f. | ERTH | 11
1002020 |  | TRAFFIC STRUCTURE FOUNDATION - 4' DIAMETER DRILLED SHAFT | ea. | STRC | 11
1002101 | 1,342.72 | LIGHT STANDARD FOUNDATION - TYPE I | ea. | STRC | 11
1002102 | 2,846.20 | LIGHT STANDARD FOUNDATION - TYPE II | ea. | STRC | 11
1002103 |  | LIGHT STANDARD FOUNDATION | ea. | STRC | 11
1002105 | 1,871.37 | LIGHT STANDARD FOUNDATION - TYPE III | ea. | STRC | 11
1002107 | 1,949.25 | LIGHT STANDARD FOUNDATION - TYPE I (MODIFIED) | ea. | STRC | 11
1002108 |  | LIGHT STANDARD FOUNDATION - MEDIAN | ea. | STRC | 11
1002109 |  | LIGHT STANDARD FOUNDATION - MEDIAN (EXTENDED) | ea. | STRC | 11
1002110 | 3,125.00 | DECORATIVE LIGHT POLE FOUNDATION | ea. | STRC | 11
1002121 | 3,100.00 | ORNAMENTAL LIGHT POLE FOUNDATION | ea. | TBD | 11
1002148 |  | BOLLARD LIGHT FOUNDATION | ea. | STRC | 11
1002150 | 27,100.00 | LIGHT STANDARD FOUNDATION - SPECIAL | ea. | STRC | 11
1002151 | 3,100.00 | LIGHT STANDARD FOUNDATION - CITY | ea. | STRC | 11
1002184 | 10,000.00 | RAILROAD DEVICE FOUNDATION | ea. | STRC | 11
1002186 |  | RESET LIGHT STANDARD FOUNDATION | ea. | STRC | 11
1002199 |  | TRAFFIC CONTROL FOUNDATION - SPAN POLE - SPREAD FOOTING - TYPE B | ea. | STRC | 11
1002200 |  | TRAFFIC CONTROL FOUNDATION - SPAN POLE - TYPE ''A'' | ea. | STRC | 11
1002201 | 20,196.56 | TRAFFIC CONTROL FOUNDATION- SPAN POLE | ea. | STRC | 11
1002202 | 15,562.81 | TRAFFIC CONTROL FOUNDATION- MAST ARM | ea. | STRC | 11
1002203 | 812.92 | TRAFFIC CONTROL FOUNDATION- PEDESTAL-TYPE I | ea. | STRC | 11
1002204 |  | TRAFFIC CONTROL FOUNDATION - SPAN POLE - TYPE B | ea. | STRC | 11
1002205 |  | TRAFFIC CONTROL FOUNDATION- CONTROLLER-TYPE II | ea. | STRC | 11
1002208 | 1,636.70 | TRAFFIC CONTROL FOUNDATION - CONTROLLER - TYPE IV | ea. | STRC | 11
1002209 |  | TRAFFIC CONTROL FOUNDATION - SPAN POLE AND MAST ARM | ea. | STRC | 11
1002210 |  | TRAFFIC CONTROL FOUNDATION CONTROLLER-TYPE V | ea. | STRC | 11
1002212 |  | TRAFFIC CONTROL FOUNDATION - CONTROLLER - TYPE 170 | ea. | STRC | 11
1002213 |  | TRAFFIC CONTROL FOUNDATION TYPE 336 | ea. | STRC | 11
1002214 | 1,935.85 | TRAFFIC CONTROL FOUNDATION - CONTROLLER - TYPE IV MODIFIED | ea. | STRC | 11
1002215 |  | TRAFFIC CONTROL FOUNDATION - WARNING GATE | ea. | STRC | 11
1002221 |  | TRAFFIC CONTROL FOUNDATION- CONTROLLER - TYPE ''C'' | ea. | STRC | 11
1002223 |  | TRAFFIC CONTROL FOUNDATION - PEDESTAL (SPECIAL) | ea. | STRC | 11
1002223.10 | 10,000.00 | SWITCH MACHINE PEDESTAL MOUNTED JUNCTION BOX | ea. | STRC | 11
1002232 | 23,961.56 | TRAFFIC CONTROL FOUNDATION - SPAN POLE - TYPE ''C'' | ea. | STRC | 11
1002233 | 31,551.00 | TRAFFIC CONTROL FOUNDATION - SPAN POLE - TYPE "D" | ea. | STRC | 11
1002234 |  | TRAFFIC STRUCTURE FOUNDATION - SPREAD FOOTING | ea. | STRC | 11
1002235 |  | TRAFFIC CONTROL FOUNDATION, VEHICLE DETECTOR SUPPORT POLE | ea. | STRC | 11
1002236 |  | TRAFFIC CONTROL FOUNDATION - CITY | ea. | STRC | 11
1002291 | 2,071.35 | MODIFICATION OF TRAFFIC CONTROL FOUNDATION | ea. | STRC | 11
1002292 |  | MODIFY EXISTING FOUNDATION | ea. | STRC | 11
1002294 |  | SIGN SUPPORT FOUNDATION REPAIRS | ea. | STRC | 11
1002300 | 7,057.60 | LIGHT STANDARD | ea. | ELEC | 11
1002301 | 10,505.18 | LIGHT STANDARD ANCHORAGE | ea. | STRC | 11
1002302 | 3,854.00 | MODIFY LIGHT STANDARD ANCHORAGE | ea. | ELEC | 11
1002304 |  | LIGHT STANDARD ANCHORAGE ADAPTER | ea. | ELEC | 11
1002305 |  | LIGHT STANDARD ANCHORAGE COVER | ea. | ELEC | 11
1002306 |  | TRANSFORMER BASE DOOR | ea. | ELEC | 11
1002901 |  | REMOVE CONCRETE BASE | ea. | ELEC | 11
1002907 |  | 30' LIGHT STANDARD (ANCHOR BASE) | ea. | ELEC | 11
1002951 |  | ALUMINUM TRANSFORMER BASE | ea. | ELEC | 11
1002952 | 1,930.61 | TRANSFORMER | ea. | ELEC | 11
1003001 | 2,879.00 | LIGHT STANDARD (ANCHOR BASE) (4' BRACKET, 30' MOUNTING HEIGHT) ALUMINUM | ea. | ELEC | 11
1003002 | 5,300.00 | LIGHT STANDARD (ANCHOR BASE) (6' BRACKET, 30' MOUNTING HEIGHT) ALUMINUM | ea. | ELEC | 11
1003004 |  | LIGHT STANDARD (ANCHOR BASE) (10' BRACKET, 30' MOUNTING HEIGHT) ALUMINUM | ea. | ELEC | 11
1003005 | 5,500.00 | LIGHT STANDARD (ANCHOR BASE) (12' BRACKET, 30' MOUNTING HEIGHT) ALUMINUM | ea. | ELEC | 11
1003006 |  | LIGHT STANDARD (ANCHOR BASE) (15' BRACKET, 30' MOUNTING HEIGHT) ALUMINUM | ea. | ELEC | 11
1003008 |  | LIGHT STANDARD (ANCHOR BASE) (TWIN 6'BRACKETS. 50'MOUNTING HEIGHT)ALUMINUM | ea. | ELEC | 11
1003011 |  | LIGHT STANDARD (ANCHOR BASE) (TWIN 4' BRACKETS, 30' MOUNTING HEIGHT) ALUMINUM | ea. | ELEC | 11
1003012 | 5,800.00 | LIGHT STANDARD (ANCHOR BASE) (TWIN 6' BRACKETS, 30' MOUNTING HEIGHT) ALUMINUM | ea. | ELEC | 11
1003014 |  | LIGHT STANDARD (ANCHOR BASE) (TWIN 10' BRACKETS, 30' MOUNTING HEIGHT) ALUMINUM | ea. | ELEC | 11
1003015 |  | LIGHT STANDARD (ANCHOR BASE) (TWIN 12' BRACKETS, 30' MOUNTING HEIGHT) ALUMINUM | ea. | ELEC | 11
1003016 |  | LIGHT STANDARD (ANCHOR BASE) (TWIN 15' BRACKETS, 30' MOUNTING HEIGHT) ALUMINUM | ea. | ELEC | 11
1003051 | 2,400.00 | LIGHT STANDARD (ANCHOR BASE) (4' BRACKETS, 35' MOUNTING HEIGHT) ALUMINUM | ea. | ELEC | 11
1003052 | 2,914.00 | LIGHT STANDARD (ANCHOR BASE) (6' BRACKETS, 35' MOUNTING HEIGHT) ALUMINUM | ea. | ELEC | 11
1003054 | 6,462.82 | LIGHT STANDARD (ANCHOR BASE) (10' BRACKETS, 35' MOUNTING HEIGHT) ALUMINUM | ea. | ELEC | 11
1003055 |  | LIGHT STANDARD (ANCHOR BASE) (12' BRACKETS, 35' MOUNTING HEIGHT) ALUMINUM | ea. | ELEC | 11
1003056 |  | LIGHT STANDARD (ANCHOR BASE) (15' BRACKETS, 35' MOUNTING HEIGHT) ALUMINUM | ea. | ELEC | 11
1003061 |  | LIGHT STANDARD (ANCHOR BASE) (TWIN 4' BRACKETS, 35' MOUNTING HEIGHT) ALUMINUM | ea. | ELEC | 11
1003062 |  | LIGHT STANDARD (ANCHOR BASE) (TWIN 6' BRACKETS, 35' MOUNTING HEIGHT) ALUMINUM | ea. | ELEC | 11
1003064 |  | LIGHT STANDARD (ANCHOR BASE) (TWIN 10' BRACKETS, 35' MOUNTING HEIGHT) ALUMINUM | ea. | ELEC | 11
1003065 |  | LIGHT STANDARD (ANCHOR BASE) (TWIN 12' BRACKETS, 35' MOUNTING HEIGHT) ALUMINUM | ea. | ELEC | 11
1003066 |  | LIGHT STANDARD (ANCHOR BASE) (TWIN 15' BRACKETS, 35' MOUNTING HEIGHT) ALUMINUM | ea. | ELEC | 11
1003101 |  | LIGHT STANDARD (ANCHOR BASE) (4' BRACKET, 40' MOUNTING HEIGHT) ALUMINUM | ea. | ELEC | 11
1003102 | 3,869.60 | LIGHT STANDARD (ANCHOR BASE) (6' BRACKET, 40' MOUNTING HEIGHT) ALUMINUM | ea. | ELEC | 11
1003104 | 4,039.11 | LIGHT STANDARD (ANCHOR BASE) (10' BRACKET, 40' MOUNTING HEIGHT) ALUMINUM | ea. | ELEC | 11
1003105 |  | LIGHT STANDARD (ANCHOR BASE) (12' BRACKET, 40' MOUNTING HEIGHT) ALUMINUM | ea. | ELEC | 11
1003106 |  | LIGHT STANDARD (ANCHOR BASE) (15' BRACKET, 40' MOUNTING HEIGHT) ALUMINUM | ea. | ELEC | 11
1003111 |  | LIGHT STANDARD (ANCHOR BASE) (TWIN 4' BRACKET, 40' MOUNTING HEIGHT) ALUMINUM | ea. | ELEC | 11
1003112 |  | LIGHT STANDARD (ANCHOR BASE) (TWIN 6' BRACKET, 40' MOUNTING HEIGHT) ALUMINUM | ea. | ELEC | 11
1003114 | 3,800.00 | LIGHT STANDARD (ANCHOR BASE) (TWIN 10' BRACKETS, 40' MOUNTING HEIGHT) ALUMINUM | ea. | ELEC | 11
1003115 |  | LIGHT STANDARD (ANCHOR BASE) (TWIN 12' BRACKETS, 40' MOUNTING HEIGHT) ALUMINUM | ea. | ELEC | 11
1003116 |  | LIGHT STANDARD (ANCHOR BASE) (TWIN 15' BRACKETS, 40' MOUNTING HEIGHT) ALUMINUM | ea. | ELEC | 11
1003126 |  | LIGHT STANDARD (ANCHOR BASE) (6' BRACKET, 50' MOUNTING HEIGHT) ALUMINUM | ea. | ELEC | 11
1003127 |  | LIGHT STANDARD (ANCHOR BASE) (6' BRACKETS, 22' MOUNTING HEIGHT ) ALUMINUM | ea. | ELEC | 11
1003150 |  | LIGHT STANDARD (ANCHOR BASE) 40' MOUNTING HEIGHT WITH TENON (ALUMINUM) | ea. | ELEC | 11
1003155 |  | LIGHT STANDARD (ANCHOR BASE)(DOUBLE 6' AND 10' BRACKETS, 33' MOUNTING HEIGHT) ALUMINUM | ea. | ELEC | 11
1003161 |  | LIGHT STANDARD (ANCHOR BASE) (10' BRACKET, 45' MOUNTING HEIGHT) ALUMINUM | ea. | ELEC | 11
1003170 |  | LIGHT STANDARD (ANCHOR BASE) (10' BRACKET, 50' MOUNTING HEIGHT) ALUMINUM | ea. | ELEC | 11
1003171 |  | LIGHT STANDARD (ANCHOR BASE) (12' BRACKET, 50' MOUNTING HEIGHT) ALUMINUM | ea. | ELEC | 11
1003172 |  | LIGHT STANDARD (ANCHOR BASE) (15' BRACKET, 50' MOUNTING HT) ALUMINUM | ea. | ELEC | 11
1003173 |  | LIGHT STANDARD (ANCHOR BASE) (1.5' BRACKET, 50' MOUNTING HT) ALUMINUM | ea. | ELEC | 11
1003176 |  | LIGHT STANDARD (ANCHOR BASE) (TWIN 10' BRACKET, 50' MOUNTING HEIGHT) ALUMINUM | ea. | ELEC | 11
1003177 |  | LIGHT STANDARD,(ANCHOR BASE) (TWIN 15' BRACKETS, 50' MOUNTING HEIGHT) ALUMINUM | ea. | ELEC | 11
1003191 |  | LIGHT STANDARD ALUMINUM (32' MOUNTING HEIGHT) | ea. | ELEC | 11
1003192 |  | LIGHT STANDARD ALUMINUM (30' MOUNTING HEIGHT) | ea. | ELEC | 11
1003193 |  | LIGHT STANDARD ALUMINUM (40' MOUNTING HEIGHT) | ea. | ELEC | 11
1003194 |  | LIGHT STANDARD ALUMINUM (50' MOUNTING HEIGHT) | ea. | ELEC | 11
1003195 |  | LIGHT STANDARD ALUMINUM (35' MOUNTING HEIGHT) | ea. | ELEC | 11
1003201 | 2,717.00 | LIGHT STANDARD (4' BRACKET, 30' MOUNTING HEIGHT) ALUMINUM | ea. | ELEC | 11
1003202 | 2,962.28 | LIGHT STANDARD (6' BRACKET, 30' MOUNTING HEIGHT) ALUMINUM | ea. | ELEC | 11
1003204 | 3,347.00 | LIGHT STANDARD (10' BRACKET, 30' MOUNTING HEIGHT) ALUMINUM | ea. | ELEC | 11
1003205 | 3,142.50 | LIGHT STANDARD (12' BRACKET, 30' MOUNTING HEIGHT) ALUMINUM | ea. | ELEC | 11
1003206 | 3,346.89 | LIGHT STANDARD (15' BRACKET, 30' MOUNTING HEIGHT) ALUMINUM | ea. | ELEC | 11
1003211 |  | LIGHT STANDARD(TWIN 4' BRACKETS 30' MOUNTING HEIGHT) ALUMINUM | ea. | ELEC | 11
1003212 |  | LIGHT STANDARD(TWIN 6' BRACKETS 30' MOUNTING HEIGHT) ALUMINUM | ea. | ELEC | 11
1003214 | 3,638.00 | LIGHT STANDARD(TWIN 10' BRACKETS 30' MOUNTING HEIGHT) ALUMINUM | ea. | ELEC | 11
1003215 |  | LIGHT STANDARD(TWIN 12' BRACKETS 30' MOUNTING HEIGHT) ALUMINUM | ea. | ELEC | 11
1003216 |  | LIGHT STANDARD(TWIN 15' BRACKETS 30' MOUNTING HEIGHT) ALUMINUM | ea. | ELEC | 11
1003251 | 3,042.00 | LIGHT STANDARD (4' BRACKET 35' MOUNTING HEIGHT) ALUMINUM | ea. | ELEC | 11
1003252 | 2,791.67 | LIGHT STANDARD (6' BRACKET 35' MOUNTING HEIGHT) ALUMINUM | ea. | ELEC | 11
1003254 | 3,541.00 | LIGHT STANDARD (10' BRACKET 35' MOUNTING HEIGHT) ALUMINUM | ea. | ELEC | 11
1003255 | 3,403.05 | LIGHT STANDARD (12' BRACKET 35' MOUNTING HEIGHT) ALUMINUM | ea. | ELEC | 11
1003256 | 3,354.13 | LIGHT STANDARD (15' BRACKET 35' MOUNTING HEIGHT) ALUMINUM | ea. | ELEC | 11
1003257 | 4,300.00 | LIGHT STANDARD (20' BRACKET 35' MOUNTING HEIGHT) ALUMINUM | ea. | ELEC | 11
1003261 | 3,212.00 | LIGHT STANDARD (TWIN 4' BRACKET 35' MOUNTING HEIGHT) ALUMINUM | ea. | ELEC | 11
1003262 | 3,378.86 | LIGHT STANDARD (TWIN 6' BRACKET 35' MOUNTING HEIGHT) ALUMINUM | ea. | ELEC | 11
1003264 | 4,607.00 | LIGHT STANDARD (TWIN 10' BRACKET 35' MOUNTING HEIGHT) ALUMINUM | ea. | ELEC | 11
1003265 | 4,000.00 | LIGHT STANDARD (TWIN 12' BRACKET 35' MOUNTING HEIGHT) ALUMINUM | ea. | ELEC | 11
1003266 |  | LIGHT STANDARD (TWIN 15' BRACKET 35' MOUNTING HEIGHT) ALUMINUM | ea. | ELEC | 11
1003295 |  | LIGHT STANDARD (DOUBLE 10' AND 16' BRACKETS, 33' MOUNTING HEIGHT) ALUMINUM | ea. | ELEC | 11
1003301 |  | LIGHT STANDARD (4' BRACKET, 40' MOUNTING HEIGHT) ALUMINUM | ea. | ELEC | 11
1003302 | 3,532.50 | LIGHT STANDARD (6' BRACKET 40' MOUNTING HEIGHT) ALUMINUM | ea. | ELEC | 11
1003304 |  | LIGHT STANDARD (10' BRACKET, 40'MOUNTING HEIGHT) ALUMINUM | ea. | ELEC | 11
1003305 | 3,695.26 | LIGHT STANDARD (12' BRACKET, 40' MOUNTING HEIGHT) ALUMINUM | ea. | ELEC | 11
1003306 | 3,397.90 | LIGHT STANDARD (15' BRACKET, 40' MOUNTING HEIGHT) ALUMINUM | ea. | ELEC | 11
1003308 |  | LIGHT STANDARD (2' BRACKET 50' MOUNTING HEIGHT) ALUMINUM | ea. | ELEC | 11
1003309 |  | LIGHT STANDARD (12' BRACKET, 45' MOUNTING HEIGHT) ALUMINUM | ea. | ELEC | 11
1003310 |  | LIGHT STANDARD (6' BRACKET 50' MOUNTING HEIGHT) ALUMINUM | ea. | ELEC | 11
1003311 |  | LIGHT STANDARD (10' BRACKET 50' MOUNTING HEIGHT) ALUMINUM | ea. | ELEC | 11
1003312 | 4,650.00 | LIGHT STANDARD (12' BRACKET 50' MOUNTING HEIGHT) ALUMINUM | ea. | ELEC | 11
1003313 | 4,700.00 | LIGHT STANDARD (15' BRACKET 50' MOUNTING HEIGHT) ALUMINUM | ea. | ELEC | 11
1003315 |  | LIGHT STANDARD (1.5' BRACKET 50' MOUNTING HEIGHT) ALUMINUM | ea. | ELEC | 11
1003359 |  | LIGHT STANDARD (12' BRACKET, 45' MOUNTING HEIGHT) ALUMINUM | ea. | ELEC | 11
1003360 |  | LIGHT STANDARD (15' BRACKET, 45' MOUNTING HEIGHT) ALUMINUM | ea. | ELEC | 11
1003380 |  | DECORATIVE LIGHT POLE AND FIXTURE TYPE A3 | ea. | ELEC | 11
1003381 |  | DECORATIVE LIGHT POLE AND FIXTURE TYPE A4 | ea. | ELEC | 11
1003447 | 5,121.00 | LIGHT STANDARD (TWIN 4' BRACKETS 40' MOUNTING HEIGHT) ALUMINUM | ea. | ELEC | 11
1003450 |  | LIGHT STANDARD (TWIN 2' BRACKETS 50' MOUNTING HEIGHT) ALUMINUM | ea. | ELEC | 11
1003451 | 4,944.00 | LIGHT STANDARD (TWIN 4' BRACKETS 50' MOUNTING HEIGHT) ALUMINUM | ea. | ELEC | 11
1003453 |  | LIGHT STANDARD (TWIN 6' BRACKETS 40' MOUNTING HEIGHT) ALUMINUM | ea. | ELEC | 11
1003454 |  | LIGHT STANDARD(TWIN 10' BRACKETS 40' MOUNTING HEIGHT) ALUMINUM | ea. | ELEC | 11
1003455 |  | LIGHT STANDARD (TWIN 12' BRACKETS 40' MOUNTING HEIGHT) ALUMINUM | ea. | ELEC | 11
1003456 |  | LIGHT STANDARD(TWIN 10' BRACKETS 50' MOUNTING HEIGHT) ALUMINUM | ea. | ELEC | 11
1003457 | 5,900.00 | LIGHT STANDARD(TWIN 15' BRACKETS 50' MOUNTING HEIGHT) ALUMINUM | ea. | ELEC | 11
1003458 |  | LIGHT STANDARD (TWIN 15' BRACKETS 40' MOUNTING HEIGHT) ALUMINUM | ea. | ELEC | 11
1003459 | 5,900.00 | LIGHT STANDARD (TWIN 8' BRACKETS 40' MOUNTING HEIGHT) ALUMINUM | ea. | ELEC | 11
1003461 |  | LIGHT STANDARD ALUMINUM (50' MOUNTING HEIGHT) SINGLE TENON | ea. | ELEC | 11
1003462 |  | LIGHT STANDARD ALUMINUM (50' MOUNTING HEIGHT) TWIN TENON | ea. | ELEC | 11
1003463 |  | LIGHT STANDARD ALUMINUM (50' MOUNTING HEIGHT) MULTI-TENON | ea. | ELEC | 11
1003472 |  | LIGHT STANDARD ALUMINUM (40' MOUNTING HEIGHT) WITH TENON | ea. | ELEC | 11
1003490 |  | LIGHT STANDARD (DOUBLE 6' AND 12' BRACKETS, 50' MOUNTING HEIGHT) ALUMINIUM | ea. | ELEC | 11
1003500 |  | REMOVE HIGHMAST LIGHT POLE | ea. | ELEC | 11
1003505 |  | HIGH MAST LIGHTING POLE (80') | ea. | ELEC | 11
1003508 |  | HIGH MAST LIGHTING POLE (100') | ea. | ELEC | 11
1003522 |  | HIGH MAST LIGHTING POLE (60') | ea. | ELEC | 11
1003524 |  | REMOVE AND RELOCATE HIGH MAST LIGHT TOWER | ea. | ELEC | 11
1003525 |  | LIGHT STANDARD (20' MOUNTING HEIGHT) - CITY | ea. | TBD | 11
1003540 | 7,869.71 | ALUMINUM POLE | ea. | ELEC | 11
1003579 | 7,700.00 | 14' ORNAMENTAL STREET LIGHT POLE ALUMINUM | ea. | TBD | 11
1003580 |  | 28' ORNAMENTAL STREET LIGHT POLE ALUMINUM | ea. | TBD | 11
1003581 |  | 28' ORNAMENTAL STREET LIGHT POLE - STEEL | ea. | TBD | 11
1003585 | 9,707.18 | DECORATIVE LIGHT POLE WITH SINGLE LUMINAIRE | ea. | ELEC | 11
1003586 | 4,770.70 | DECORATIVE LIGHT POLE WITH TWIN LUMINAIRES | ea. | ELEC | 11
1003593 |  | DECORATIVE LIGHT STANDARD AND LUMINAIRE | ea. | ELEC | 11
1003595 | 15,000.00 | DECORATIVE LIGHT POLE AND LIGHT FIXTURE | ea. | ELEC | 11
1003596 |  | DECORATIVE POLE | ea. | LAND | 11
1003597 |  | LIGHT POLE WITH DOUBLE FIXTURES | ea. | ELEC | 11
1003598 |  | LIGHT POLE AND FIXTURES | ea. | ELEC | 11
1003601 |  | LIGHT POLE TYPE A | ea. | ELEC | 11
1003602 |  | LIGHT POLE TYPE A1 | ea. | ELEC | 11
1003603 |  | LIGHT POLE TYPE A2 | ea. | ELEC | 11
1003604 |  | LIGHT POLE TYPE A3 | ea. | ELEC | 11
1003605 |  | LIGHT POLE TYPE A4 | ea. | ELEC | 11
1003606 |  | LIGHT POLE TYPE A5 | ea. | ELEC | 11
1003607 |  | LIGHT POLE TYPE B | ea. | ELEC | 11
1003608 |  | LIGHT POLE TYPE D | ea. | ELEC | 11
1003611 |  | ORNAMENTAL ACCESSORY, SIDE BRACKET FOR LUMINAIRE | ea. | TBD | 11
1003612 |  | ORNAMENTAL ACCESSORY, BANNER ARMS | ea. | TBD | 11
1003614 |  | ORNAMENTAL ACCESSORY, GROUND FAULT RECEPTACLE | ea. | TBD | 11
1003615 |  | ORNAMENTAL ACCESSORY, PLANT HANGER | ea. | TBD | 11
1003616 |  | STREET SIGN BRACKET FOR ORNAMENTAL LIGHT POLES | ea. | TBD | 11
1003618 |  | DECORATIVE CROSS ARM | ea. | ELEC | 11
1003619 |  | DECORATIVE BRACKET ARM AND DOWN LIGHT LUMINAIRE | ea. | ELEC | 11
1003620 |  | DECORATIVE LIGHT STANDARD FOR DOWN LIGHT | ea. | ELEC | 11
1003621 | 3,100.00 | DECORATIVE LIGHT STANDARD | ea. | ELEC | 11
1003622 |  | DECORATIVE MEDIAN LIGHT STANDARD | ea. | ELEC | 11
1003623 |  | FENCE POST TOP DECORATIVE LIGHT STANDARD | ea. | ELEC | 11
1003624 |  | ORNAMENTAL ACCESSORY 10' BRACKET ARM | ea. | ELEC | 11
1003625 |  | ORNAMENTAL ACCESSORY 12' BRACKET ARM | ea. | ELEC | 11
1003630 |  | ORNAMENTAL ACCESSORY 6' ORNAMENTAL BRACKET ARM | ea. | TBD | 11
1003671 |  | ORNAMENTAL LUMINAIRE ROADWAY STYLE | ea. | TBD | 11
1003672 | 3,000.00 | ORNAMENTAL LUMINAIRE HARTFORD STYLE | ea. | TBD | 11
1003681 | 86,000.00 | APPROACH LIGHTING (SITE NO. 1) | L S | ELEC | 11
1003682 |  | APPROACH LIGHTING (SITE NO. 2) | L S | ELEC | 11
1003705 |  | BRIDGE INSPECTION LIGHTING CONTROL PANEL | LS | ELEC | 11
1003706 |  | BRIDGE INSPECTION LIGHTING SYSTEM | LS | ELEC | 11
1003707 | 350,000.00 | BRIDGE ACCESS LIGHTING AND RECEPTACLES | LS | ELEC | 11
1003731 |  | BRIDGE INSPECTION RECEPTACLES (SITE NO. 1) | LS | ELEC | 11
1003732 |  | BRIDGE INSPECTION RECEPTACLES (SITE NO. 2) | LS | ELEC | 11
1003738 |  | BRIDGE INSPECTION RECEPTACLES (SITE NO.8) | LS | ELEC | 11
1003742 |  | BRIDGE INSPECTION RECEPTACLES (SITE NO.12) | LS | ELEC | 11
1003748 |  | SERVICE LIGHTS AND RECEPTACLES (SITE 4) | LS | ELEC | 11
1003884 |  | DECORATIVE PILASTER LIGHT FIXTURE | ea. | ELEC | 11
1003885 |  | MODIFY LIGHT STANDARD WIRING ACCESS COVER | ea. | ELEC | 11
1003887 |  | LINEAR ILLUMINATED DELINEATION SYSTEM | LS | ELEC | 11
1003888 |  | RELOCATED LINEAR ILLUMINATED DELINEATION SYSTEM | LS | ELEC | 11
1003889 |  | REMOVE LIGHT POLE FOUNDATION 24" BELOW FINISHED PAVEMENT SURFACE GRADE | ea. | TBD | 11
1003891 | 8,500.00 | FIBERGLASS UTILITY POLE | ea. | ELEC | 11
1003892 |  | ORNAMENTAL LIGHT STANDARDS | ea. | ELEC | 11
1003894 |  | REMOVE AND RELOCATE ORNAMENTAL LIGHT STANDARD & CONC. FOUNDATION | ea. | ELEC | 11
1003895 |  | REMOVE DECORATIVE LIGHT STANDARD | ea. | ELEC | 11
1003896 |  | RE-TAP LIGHT STANDARD | ea. | ELEC | 11
1003898 |  | REMOVE AND RELOCATE LIGHT STANDARD AND CONCRETE FOUNDATION | ea. | ELEC | 11
1003899 |  | REMOVE AND RELOCATE WOOD LIGHT POLE | ea. | ELEC | 11
1003900 |  | REMOVE LIGHT STANDARD AND LUMINAIRE | ea. | ELEC | 11
1003902 |  | POLE REMOVAL (STREET LIGHT POLE) | ea. | TBD | 11
1003904 | 3,100.00 | RELOCATE LIGHT STANDARD | ea. | ELEC | 11
1003906 | 300.92 | REMOVE LIGHT STANDARD | ea. | ELEC | 11
1003907 | 520.00 | REMOVE EXISTING LUMINAIRE AND BRACKET | ea. | ELEC | 11
1003909 | 3,200.00 | REMOVE AND RELOCATE LIGHT STANDARD AND CONCRETE BASE | ea. | ELEC | 11
1003910 | 3,000.00 | REMOVE WOOD POLE (BRACKET, LUMINAIRE, BALLAST) | ea. | ELEC | 11
1003912 | 438.34 | REMOVE CONCRETE LIGHT STANDARD BASE | ea. | ELEC | 11
1003913 |  | REMOVE WOOD SERVICE POLE | ea. | ELEC | 11
1003915 |  | RESET LIGHT STANDARD AND CONCRETE BASE | ea. | ELEC | 11
1003916 | 3,566.67 | REMOVE AND RELOCATE LIGHT STANDARD | ea. | ELEC | 11
1003917 |  | REMOVE WOOD POLE | ea. | ELEC | 11
1003919 | 1,255.80 | REMOVE AND REINSTALL LIGHT STANDARD | ea. | ELEC | 11
1003920 |  | RELOCATE WOOD POLE | ea. | ELEC | 11
1003921 |  | REMOVE LED LUMINAIRE | ea. | ELEC | 11
1003922 |  | REMOVE HIGHMAST LUMINAIRE | ea. | ELEC | 11
1003924 | 1,053.00 | REMOVE LIGHT STANDARD AND CONCRETE BASE | ea. | ELEC | 11
1003925 | 229.86 | REMOVE EXISTING LUMINAIRE | ea. | ELEC | 11
1003926 |  | REINSTALL LIGHT POLE | ea. | ELEC | 11
1003927 |  | REMOVE FLOODLIGHT | ea. | ELEC | 11
1003928 |  | REMOVE AND RELOCATE FLOODLIGHT | LS | ELEC | 11
1003929 |  | REMOVE AND RELOCATE FLOODLIGHT | ea. | ELEC | 11
1003933 |  | REMOVE LIGHT STANDARD ANCHORAGE COVER | ea. | ELEC | 11
1003935 |  | POLE MOUNTED FLOOD LIGHT | ea. | ELEC | 11
1003940 | 669.00 | BREAKAWAY TRANSFORMER BASE | ea. | ELEC | 11
1003994 |  | REMOVE BOLLARD LIGHT FOUNDATION | ea. | ELEC | 11
1003995 |  | REMOVE BOLLARD LIGHT | ea. | ELEC | 11
1003996 |  | REMOVE LIGHT STANDARD (CITY OF HARTFORD) | ea. | ELEC | 11
1003997 |  | REMOVE POLE | ea. | ELEC | 11
1003998 |  | REMOVE AND RELOCATE LUMINAIRE AND BRACKET | ea. | ELEC | 11
1003999 |  | RELOCATE LIGHT POLES | LS | ELEC | 11
1004005 | 1,998.58 | LUMINAIRE MOUNTING BRACKET | ea. | ELEC | 11
1004006 | 250.00 | LUMINAIRE MOUNTING BRACKET - Type B1 | ea. | ELEC | 11
1004007 |  | LUMINAIRE MOUNTING BRACKET - Type B2 | ea. | ELEC | 11
1004008 |  | LUMINAIRE MOUNTING BRACKET - Type B3 | ea. | ELEC | 11
1004297 |  | BOLLARD LIGHT | ea. | ELEC | 11
1004298 |  | DECORATIVE PILASTER LUMINAIRE | ea. | ELEC | 11
1004299 |  | DECORATIVE LUMINAIRE | ea. | ELEC | 11
1004299.01 | 450.00 | DECORATIVE LUMINAIRE - Type M1 | ea. | ELEC | 11
1004299.02 | 450.00 | DECORATIVE LUMINAIRE - Type M2 | ea. | ELEC | 11
1004440 |  | REMOVE AND RELOCATE EXISTING LUMINAIRE | ea. | ELEC | 11
1004500 |  | SPAN POLE MOUNTED LUMINAIRE | ea. | ELEC | 11
1004901 |  | LED FLOODLIGHT (TYPE 1) | ea. | ELEC | 11
1004902 |  | LED FLOODLIGHT (TYPE 2) | ea. | ELEC | 11
1004903 |  | LED FLOODLIGHT (TYPE 3) | ea. | ELEC | 11
1004915 | 2,225.00 | SIGN FLOODLIGHT | ea. | ELEC | 11
1005590 |  | LED DECORATIVE LUMINAIRE (PENDANT) | ea. | ELEC | 11
1005591 | 2,460.00 | LED DECORATIVE LUMINAIRE (POST TOP) | ea. | ELEC | 11
1005600 | 1,398.26 | LED LUMINAIRE | ea. | ELEC | 11
1005601 | 576.49 | LED LUMINAIRE - TYPE 1 | ea. | ELEC | 11
1005602 | 667.58 | LED LUMINAIRE - TYPE 2 | ea. | ELEC | 11
1005603 | 560.48 | LED LUMINAIRE - TYPE 3 | ea. | ELEC | 11
1005604 | 642.19 | LED LUMINAIRE - TYPE 4 | ea. | ELEC | 11
1005605 |  | LED LUMINAIRE - TYPE 5 | ea. | ELEC | 11
1005606 |  | LED LUMINAIRE - TYPE 6 | ea. | ELEC | 11
1005607 |  | LED LUMINAIRE - TYPE 7 | ea. | ELEC | 11
1005608 |  | LED LUMINAIRE - TYPE 8 | ea. | ELEC | 11
1005609 |  | LED LUMINAIRE - TYPE 9 | ea. | ELEC | 11
1005610 |  | LED LUMINAIRE - TYPE 10 | ea. | ELEC | 11
1005668.01 | 664.29 | LED LUMINAIRE - TYPE 1 (MULTI-VOLT) | ea. | ELEC | 11
1005668.02 | 673.54 | LED LUMINAIRE - TYPE 2 (MULTI-VOLT) | ea. | ELEC | 11
1005668.03 | 918.40 | LED LUMINAIRE - TYPE 3 (MULTI-VOLT) | ea. | ELEC | 11
1005668.04 |  | LED LUMINAIRE - TYPE 4 (MULTI-VOLT) | ea. | ELEC | 11
1005668.05 | 925.20 | LED LUMINAIRE - TYPE 5 (MULTI-VOLT) | ea. | ELEC | 11
1005999 |  | UNDERBRIDGE LUMINAIRE (WALL MOUNTED) | ea. | ELEC | 11
1006000 | 2,134.76 | UNDERBRIDGE LUMINAIRE - LED (WALL MOUNTED) | ea. | ELEC | 11
1006001 | 3,932.66 | UNDERBRIDGE LUMINAIRE - LED (PENDANT MOUNTED) | ea. | ELEC | 11
1006002 |  | UNDERDECK LUMINAIRE - LED | ea. | ELEC | 11
1006005 | 2,400.00 | LED TUNNEL LUMINAIRE - TYPE 3 | ea. | ELEC | 11
1006030 |  | UNDERBRIDGE LUMINAIRE (WALL MOUNTED) | ea. | ELEC | 11
1006120.01 | 2,350.00 | LED TUNNEL LUMINAIRE (TYPE 1) | ea. | ELEC | 11
1006120.02 | 2,800.00 | LED TUNNEL LUMINAIRE (TYPE 2) | ea. | ELEC | 11
1006131 |  | LED WALL MOUNTED LUMINAIRE (TYPE 1) | ea. | ELEC | 11
1006132 | 1,785.71 | LED WALL MOUNTED LUMINAIRE (TYPE 2) | ea. | ELEC | 11
1006133 |  | LED WALL MOUNTED LUMINAIRE (WITH BATTERY BACK-UP) | ea. | ELEC | 11
1006139 |  | WALL MOUNTED LUMINAIRE | ea. | ELEC | 11
1006143 |  | POLE FIXTURE WALL OR PARAPET MOUNTED | ea. | ELEC | 11
1006150 | 933.33 | REMOVE AND REINSTALL UNDERBRIDGE LUMINAIRE | ea. | ELEC | 11
1006151 | 1,177.00 | REMOVE UNDERBRIDGE LUMINAIRE | ea. | ELEC | 11
1006199 |  | UNDER DECK LIGHTING CONTACTOR | ea. | ELEC | 11
1008008 |  | ELECTRICAL CONDUIT CORE DRILLING | ea. | ELEC | 11
1008009 |  | 2" RIGID METAL CONDUIT - JACKED | l.f. | ELEC | 11
1008010 |  | 1/2 '' RIGID METAL CONDUIT - SURFACE | l.f. | ELEC | 11
1008011 |  | 3/4'' RIGID METAL CONDUIT - SURFACE | l.f. | ELEC | 11
1008012 |  | 1'' RIGID METAL CONDUIT - SURFACE | l.f. | ELEC | 11
1008013 |  | 1 1/4'' RIGID METAL CONDUIT - SURFACE | l.f. | ELEC | 11
1008014 |  | 1 1/2'' RIGID METAL CONDUIT - SURFACE | l.f. | ELEC | 11
1008015 | 78.52 | 2'' RIGID METAL CONDUIT - SURFACE | l.f. | ELEC | 11
1008016 |  | 2 1/2'' RIGID METAL CONDUIT - SURFACE | l.f. | ELEC | 11
1008017 | 47.54 | 3'' RIGID METAL CONDUIT - SURFACE | l.f. | ELEC | 11
1008018 |  | 3'' RIGID METAL CONDUIT - JACKED | l.f. | ELEC | 11
1008019 |  | 4'' RIGID METAL CONDUIT - SURFACE | l.f. | ELEC | 11
1008030 |  | 2'' RIGID METAL CONDUIT - SURFACE (SMS) | l.f. | ELEC | 11
1008050 |  | 2 1/2" RIGID METAL CONDUIT IN MEDIAN BARRIER | l.f. | ELEC | 11
1008051 |  | 3" RIGID METAL CONDUIT IN MEDIAN BARRIER | l.f. | ELEC | 11
1008110 |  | 1/2'' RIGID METAL CONDUIT IN TRENCH | l.f. | ELEC | 11
1008111 |  | 3/4'' RIGID METAL CONDUIT IN TRENCH | l.f. | ELEC | 11
1008112 |  | 1'' RIGID METAL CONDUIT IN TRENCH | l.f. | ELEC | 11
1008113 |  | 1 1/4'' RIGID METAL CONDUIT IN TRENCH | l.f. | ELEC | 11
1008114 |  | 1 1/2'' RIGID METAL CONDUIT IN TRENCH | l.f. | ELEC | 11
1008115 | 20.05 | 2'' RIGID METAL CONDUIT IN TRENCH | l.f. | ELEC | 11
1008116 | 33.70 | 2 1/2'' RIGID METAL CONDUIT IN TRENCH | l.f. | ELEC | 11
1008117 | 35.85 | 3'' RIGID METAL CONDUIT IN TRENCH | l.f. | ELEC | 11
1008118 |  | 3 1/2'' RIGID METAL CONDUIT IN TRENCH | l.f. | ELEC | 11
1008119 | 145.00 | 4'' RIGID METAL CONDUIT IN TRENCH | l.f. | ELEC | 11
1008122 |  | 1/2'' POLYVINYL CHLORIDE CONDUIT IN TRENCH | l.f. | ELEC | 11
1008123 |  | 3/4'' POLYVINYL CHLORIDE CONDUIT IN TRENCH | l.f. | ELEC | 11
1008124 |  | 1'' POLYVINYL CHLORIDE CONDUIT IN TRENCH | l.f. | ELEC | 11
1008125 |  | 1 1/4'' POLYVINYL CHLORIDE CONDUIT IN TRENCH | l.f. | ELEC | 11
1008126 |  | 1 1/2'' POLYVINYL CHLORIDE CONDUIT IN TRENCH | l.f. | ELEC | 11
1008127 | 35.44 | 2'' POLYVINYL CHLORIDE CONDUIT IN TRENCH | l.f. | ELEC | 11
1008128 | 14.54 | 2 1/2'' POLYVINYL CHLORIDE CONDUIT IN TRENCH | l.f. | ELEC | 11
1008129 | 10.87 | 3'' POLYVINYL CHLORIDE CONDUIT IN TRENCH | l.f. | ELEC | 11
1008130 |  | 3 1/2'' POLYVINYL CHLORIDE CONDUIT IN TRENCH | l.f. | ELEC | 11
1008131 | 13.50 | 4'' POLYVINYL CHLORIDE CONDUIT IN TRENCH | l.f. | ELEC | 11
1008132 |  | 2 1/2'' POLYVINYL CHLORIDE CONDUIT IN TRENCH | l.f. | ELEC | 11
1008135 |  | 1'' POLYVINYL CHLORIDE CONDUIT UNDER ROADWAY | l.f. | ELEC | 11
1008137 |  | 1-3/4'' POLYVINYL CHLORIDE CONDUIT | l.f. | ELEC | 11
1008138 |  | 4" POLYVINYL CHLORIDE CONDUIT IN STRUCTURE | l.f. | ELEC | 11
1008140 | 17.02 | 2 1/2'' POLYVINYL CHLORIDE CONDUIT UNDER ROADWAY | l.f. | ELEC | 11
1008141 |  | 3 '' POLYVINYL CHLORIDE CONDUIT - UNDER ROADWAY | l.f. | ELEC | 11
1008142 | 375.00 | 4" P V C CONDUIT -UNDER ROADWAY | l.f. | ELEC | 11
1008143 |  | 8" P V C CONDUIT - UNDER ROADWAY | l.f. | ELEC | 11
1008150 |  | 2 1/2" POLYVINIL CHLORIDE CONDUIT -SURFACE | l.f. | ELEC | 11
1008179 |  | 2" POLYVINYL CHLORIDE CONDUIT IN MEDIAN BARRIER | l.f. | ELEC | 11
1008180 |  | 2-1/2" POLYVINYL CHLORIDE CONDUIT IN MEDIAN BARRIER | l.f. | ELEC | 11
1008181 | 11.00 | 2'' POLYVINYL CHLORIDE CONDUIT UNDER ROADWAY | l.f. | TBD | 11
1008182 | 24.00 | 2'' POLYVINYL CHLORIDE CONDUIT IN STRUCTURE | l.f. | TBD | 11
1008183 | 105.00 | 3/4" PVC COATED CONDUIT | l.f. | TBD | 11
1008184 | 105.25 | 1" PVC COATED CONDUIT | l.f. | TBD | 11
1008185 | 113.53 | 1 - 1/2" PVC COATED CONDUIT | l.f. | TBD | 11
1008186 |  | 4" PVC COATED CONDUIT | l.f. | TBD | 11
1008187 | 108.92 | 4" PVC CONDUIT | l.f. | TBD | 11
1008188 | 102.97 | 1 - 1/4" PVC COATED CONDUIT | l.f. | TBD | 11
1008189 | 1,098.42 | 2" PVC CONDUIT | l.f. | TBD | 11
1008190 | 379.00 | 6" PVC CONDUIT | l.f. | TBD | 11
1008192 | 256.92 | 2" PVC COATED CONDUIT | l.f. | TBD | 11
1008193 |  | 3" PVC COATED RIGID METAL CONDUIT | ea. | TBD | 11
1008194 |  | 4" RGS CONDUIT IN TRENCH | ea. | TBD | 11
1008211 |  | 3/4'' RIGID METAL CONDUIT UNDER ROADWAY | l.f. | ELEC | 11
1008212 |  | 1'' RIGID METAL CONDUIT UNDER ROADWAY | l.f. | ELEC | 11
1008213 |  | 1 1/4'' RIGID METAL CONDUIT UNDER ROADWAY | l.f. | ELEC | 11
1008214 |  | 1 1/2'' RIGID METAL CONDUIT UNDER ROADWAY | l.f. | ELEC | 11
1008215 | 22.79 | 2'' RIGID METAL CONDUIT UNDER ROADWAY | l.f. | ELEC | 11
1008216 |  | 2 1/2'' RIGID METAL CONDUIT UNDER ROADWAY | l.f. | ELEC | 11
1008217 | 40.57 | 3'' RIGID METAL CONDUIT UNDER ROADWAY | l.f. | ELEC | 11
1008218 |  | 3 1/2'' RIGID METAL CONDUIT UNDER ROADWAY | l.f. | ELEC | 11
1008219 |  | 4'' RIGID METAL CONDUIT UNDER ROADWAY | l.f. | ELEC | 11
1008250 |  | 2'' RIGID METAL CONDUIT UNDER RAILROAD TRACKS | l.f. | ELEC | 11
1008307 |  | 1" FIBERGLASS CONDUIT IN STRUCTURE | l.f. | TRFP | 11
1008308 |  | 2" FIBERGLASS CONDUIT IN STRUCTURE | l.f. | TRFP | 11
1008309 |  | 2 1/2" FIBERGLASS CONDUIT IN STRUCTURE | l.f. | TRFP | 11
1008310 |  | 3'' FIBERGLASS CONDUIT IN STRUCTURE | l.f. | TRFP | 11
1008311 |  | 3/4'' RIGID METAL CONDUIT IN STRUCTURE | l.f. | ELEC | 11
1008312 | 50.00 | 1'' RIGID METAL CONDUIT IN STRUCTURE | l.f. | ELEC | 11
1008313 |  | 1 1/4'' RIGID METAL CONDUIT IN STRUCTURE | l.f. | ELEC | 11
1008314 | 104.00 | 1 1/2'' RIGID METAL CONDUIT IN STRUCTURE | l.f. | ELEC | 11
1008315 | 40.59 | 2'' RIGID METAL CONDUIT IN STRUCTURE | l.f. | ELEC | 11
1008316 |  | 2 1/2'' RIGID METAL CONDUIT IN STRUCTURE | l.f. | ELEC | 11
1008317 |  | 3'' RIGID METAL CONDUIT IN STRUCTURE | l.f. | ELEC | 11
1008318 |  | 3 1/2'' RIGID METAL CONDUIT IN STRUCTURE | l.f. | ELEC | 11
1008319 | 47.00 | 4'' RIGID METAL CONDUIT IN STRUCTURE | l.f. | ELEC | 11
1008320 |  | 5'' RIGID METAL CONDUIT IN STRUCTURE | l.f. | ELEC | 11
1008321 | 1,760.00 | 6'' RIGID METAL CONDUIT (BRIDGE MOUNTED) | l.f. | ELEC | 11
1008322 |  | 6'' RIGID METAL CONDUIT IN STRUCTURE | l.f. | ELEC | 11
1008323 |  | 2'' SCHEDULE 40 PVC DUCT BANK | l.f. | ELEC | 11
1008325 |  | 4'' SCHEDULE 40 PVC DUCT BANK | l.f. | ELEC | 11
1008330 |  | CONCRETE DUCT BANK - 4 WAY | l.f. | ELEC | 11
1008332 |  | CONCRETE DUCT BANK - 6 WAY | l.f. | ELEC | 11
1008403 | 24.08 | 1" RIGID STEEL CONDUIT | l.f. | ELEC | 11
1008406 |  | 2 1/2'' RIGID STEEL CONDUIT | l.f. | ELEC | 11
1008407 |  | 3" RIGID STEEL CONDUIT | l.f. | ELEC | 11
1008409 |  | 4'' RIGID STEEL CONDUIT | l.f. | ELEC | 11
1008452 |  | 1'' RIGID METAL CONDUIT UNDER SLOPE PROTECTION | l.f. | ELEC | 11
1008456 | 150.00 | 2'' RIGID METAL CONDUIT UNDER SLOPE PROTECTION | l.f. | ELEC | 11
1008457 |  | 2 1/2'' RIGID METAL CONDUIT UNDER SLOPE PROTECTION | l.f. | ELEC | 11
1008460 |  | 1" R.M.C.PVC COATED-SURFACE | l.f. | ELEC | 11
1008461 |  | 3/4'' RIGID METAL CONDUIT | l.f. | ELEC | 11
1008462 | 44.00 | 1'' RIGID METAL CONDUIT | l.f. | ELEC | 11
1008463 |  | 1-1/4'' RIGID METAL CONDUIT | l.f. | ELEC | 11
1008464 |  | 1-1/2'' RIGID METAL CONDUIT | l.f. | ELEC | 11
1008465 | 2,524.64 | 2'' RIGID METAL CONDUIT | l.f. | ELEC | 11
1008466 | 1,085.00 | 4'' RIGID METAL CONDUIT (CROSSOVER) | l.f. | ELEC | 11
1008467 | 131.87 | 3'' RIGID METAL CONDUIT | l.f. | ELEC | 11
1008468 | 423.83 | 4'' RIGID METAL CONDUIT | l.f. | ELEC | 11
1008469 | 6,760.00 | 6" RIGID METAL CONDUIT (CROSSOVER) | l.f. | ELEC | 11
1008470 |  | 5'' RIGID METAL CONDUIT | l.f. | ELEC | 11
1008472 | 10,100.00 | 6'' RIGID METAL CONDUIT | l.f. | ELEC | 11
1008510 |  | 4'' RIGID METAL CONDUIT (ALUMINUM) | l.f. | ELEC | 11
1008554 |  | 1'' INNERDUCT | l.f. | ELEC | 11
1008555 |  | HDPE INNERDUCT 1 - 1/4'' | l.f. | ELEC | 11
1008556 | 286.00 | INNERDUCT FOR NON-MESSENGER SUPPORTED FIBER CABLE | l.f. | ELEC | 11
1008605 |  | 6" GALVANIZED IRON PIPE SURFACE MOUNTED | l.f. | ELEC | 11
1008606 |  | 8" GALVANIZED IRON PIPE SURFACE MOUNTED | l.f. | ELEC | 11
1008607 |  | 4" GALVANIZED IRON PIPE SURFACE MOUNTED | l.f. | ELEC | 11
1008615 |  | 5" RIGID GALVANIZED STEEL DUCT BANKS - 2 DUCTS | l.f. | ELEC | 11
1008616 |  | 5" RIGID GALVANIZED STEEL DUCT BANKS - 4 DUCTS | l.f. | ELEC | 11
1008617 |  | 6" RIGID GALVANIZED STEEL DUCT BANKS - 4 DUCTS | l.f. | ELEC | 11
1008618 |  | 5" RIGID GALVANIZED STEEL DUCT BANKS - 6 DUCTS | l.f. | ELEC | 11
1008624 |  | 2" RIGID METAL CONDUIT ENCASED IN CONCRETE | l.f. | ELEC | 11
1008626 |  | 3" RGS CONDUIT IN TRENCH | l.f. | ELEC | 11
1008627 | 36.26 | 3" PVC CONDUIT IN TRENCH | l.f. | ELEC | 11
1008639 | 28.50 | 3/4" FIBERGLASS CONDUIT - SURFACE | l.f. | ELEC | 11
1008640 | 26.44 | 1" FIBERGLASS CONDUIT - SURFACE | l.f. | ELEC | 11
1008641 |  | 1 1/4" FIBERGLASS CONDUIT - SURFACE | l.f. | ELEC | 11
1008642 | 40.00 | 1 1/2" FIBERGLASS CONDUIT - SURFACE | l.f. | ELEC | 11
1008643 | 51.19 | 2" FIBERGLASS CONDUIT - SURFACE | l.f. | ELEC | 11
1008644 | 45.00 | 2 1/2" FIBERGLASS CONDUIT - SURFACE | l.f. | ELEC | 11
1008645 |  | 3" FIBERGLASS CONDUIT - SURFACE | l.f. | ELEC | 11
1008660 |  | 3/4" FIBERGLASS CONDUIT IN TRENCH | l.f. | TBD | 11
1008661 |  | 1" FIBERGLASS CONDUIT IN TRENCH | l.f. | TBD | 11
1008662 |  | 1 1/4" FIBERGLASS CONDUIT IN TRENCH | l.f. | TBD | 11
1008663 | 20.00 | 1 1/2" FIBERGLASS CONDUIT IN TRENCH | l.f. | TBD | 11
1008664 | 29.05 | 2" FIBERGLASS CONDUIT IN TRENCH | l.f. | TBD | 11
1008665 | 15.00 | 2 1/2" FIBERGLASS CONDUIT IN TRENCH | l.f. | TBD | 11
1008666 |  | 3" FIBERGLASS CONDUIT IN TRENCH | l.f. | TBD | 11
1008670 | 48.60 | 2" FIBERGLASS CONDUIT IN MEDIAN BARRIER | l.f. | TBD | 11
1008671 |  | 2 1/2" FIBERGLASS CONDUIT IN MEDIAN BARRIER | l.f. | TBD | 11
1008680 |  | 1'' FIBERGLASS CONDUIT UNDER ROADWAY | l.f. | ELEC | 11
1008681 |  | 2'' FIBERGLASS CONDUIT UNDER ROADWAY | l.f. | ELEC | 11
1008682 |  | 2 1/2'' FIBERGLASS CONDUIT UNDER ROADWAY | l.f. | ELEC | 11
1008683 |  | 3'' FIBERGLASS CONDUIT UNDER ROADWAY | l.f. | ELEC | 11
1008690 | 30,500.00 | NON-METALLIC CONDUIT SUPPORT SYSTEM | LS | ELEC | 11
1008691 | 625,000.00 | CABLE RISER #1 | LS | TBD | 11
1008692 | 625,000.00 | CABLE RISER #2 | LS | TBD | 11
1008693 | 625,000.00 | CABLE RISER #3 | LS | TBD | 11
1008700 |  | 4" RIGID METAL MULTI DUCT CONDUIT - SURFACE | l.f. | ELEC | 11
1008710 | 92.39 | 4" RIGID METAL MULTI DUCT CONDUIT - IN TRENCH | l.f. | ELEC | 11
1008711 | 82.54 | 4" RIGID METAL MULTI DUCT CONDUIT - UNDER SLOPE PROTECTION | l.f. | ELEC | 11
1008720 | 77.37 | 4" RIGID METAL MULTI DUCT CONDUIT - UNDER ROADWAY | l.f. | ELEC | 11
1008721 | 16.86 | INSTALL STATE FURNISHED 4" RIGID METAL MULTI DUCT CONDUIT - UNDER ROADWAY | l.f. | ELEC | 11
1008730 |  | 4" RIGID METAL MULTI DUCT CONDUIT - IN MEDIAN BARRIER | l.f. | ELEC | 11
1008740 |  | 4" RIGID METAL MULTI DUCT CONDUIT - IN STRUCTURE | l.f. | ELEC | 11
1008750 |  | 4'' RIGID METAL MULTI DUCT CONDUIT - JACKED | l.f. | ELEC | 11
1008760 |  | 4'' PVC MULTI DUCT CONDUIT - SURFACE | l.f. | ELEC | 11
1008770 | 21.98 | 4'' PVC MULTI DUCT CONDUIT - IN TRENCH | l.f. | ELEC | 11
1008780 |  | 4'' PVC MULTI DUCT CONDUIT - UNDER ROADWAY | l.f. | ELEC | 11
1008790 |  | 4'' PVC MULTI DUCT CONDUIT - IN MEDIAN BARRIER | l.f. | ELEC | 11
1008791 |  | 4'' PVC MULTI DUCT CONDUIT - IN MEDIAN | l.f. | ELEC | 11
1008792 |  | PROTECTIVE PLATES FOR MULTIDUCT CONDUIT - SURFACE | ea. | ELEC | 11
1008800 |  | 4'' PVC MULTI DUCT CONDUIT - IN STRUCTURE | l.f. | ELEC | 11
1008850 |  | 4'' FIBERGLASS CONDUIT - HEAVY WALL | l.f. | ELEC | 11
1008860 | 117.84 | 4'' FIBERGLASS MULTIDUCT CONDUIT - EXTRA HEAVY WALL | l.f. | ELEC | 11
1008870.50 |  | 1/2'' LIQUID TIGHT FLEXIBLE METAL CONDUIT | l.f. | ELEC | 11
1008870.75 | 6.00 | 3/4'' LIQUID TIGHT FLEXIBLE METAL CONDUIT | l.f. | ELEC | 11
1008871 | 22.65 | 1'' LIQUID TIGHT FLEXIBLE METAL CONDUIT | l.f. | ELEC | 11
1008871.25 |  | 1 1/4'' LIQUID TIGHT FLEXIBLE METAL CONDUIT | l.f. | ELEC | 11
1008871.50 | 40.81 | 1 1/2'' LIQUID TIGHT FLEXIBLE METAL CONDUIT | l.f. | ELEC | 11
1008872 | 84.50 | 2'' LIQUID TIGHT FLEXIBLE METAL CONDUIT | l.f. | ELEC | 11
1008872.50 |  | 2 1/2'' LIQUID TIGHT FLEXIBLE METAL CONDUIT | l.f. | ELEC | 11
1008873 |  | 3'' LIQUID TIGHT FLEXIBLE METAL CONDUIT | l.f. | ELEC | 11
1008899 |  | CONDUIT TESTING | LS | ELEC | 11
1008901 | 22.37 | REMOVE CONDUIT | l.f. | ELEC | 11
1008902 |  | REMOVE RIGID METAL CONDUIT AND JUNCTION BOX | LS | ELEC | 11
1008907 | 373.84 | CLEAN EXISTING CONDUIT | hr | ELEC | 11
1008908 | 4.41 | CLEAN EXISTING CONDUIT | l.f. | ELEC | 11
1008910 | 1.00 | MULTIDUCT CONDUIT REPAIR | est. | ELEC | 11
1008997 |  | AMTRAK C & S IN TRENCH | l.f. | TRNS | 11
1008998 |  | LEVEL 3 CONDUIT IN TRENCH | l.f. | UTIL | 11
1008999 | 209.75 | INTERCONNECT CONDUIT IDENTIFICATION POST | ea. | ELEC | 11
1009003 |  | 8'' X 8'' X 4'' CAST IRON JUNCTION BOX | ea. | ELEC | 11
1009005 |  | 8'' X 8'' X 8'' CAST IRON JUNCTION BOX | ea. | ELEC | 11
1009012 |  | 18" X 12" X 18" CAST IRON JUNCTION BOX | ea. | ELEC | 11
1009014 |  | 12" X 8" X 8" CAST IRON JUNCTION BOX | ea. | ELEC | 11
1009015 |  | 18" X 18" X 10" CAST IRON JUNCTION BOX | ea. | ELEC | 11
1009016 | 2,921.36 | 18'' X 12'' X 8'' CAST IRON JUNCTION BOX | ea. | ELEC | 11
1009018 |  | 12'' X 12'' X 6'' CAST IRON JUNCTION BOX | ea. | ELEC | 11
1009024 |  | 24'' X 24'' X 12'' CAST IRON JUNCTION BOX | ea. | ELEC | 11
1009026 |  | 4'' X 4'' X 4'' CAST IRON JUNCTION BOX | ea. | ELEC | 11
1009029 |  | 12'' X 12'' X 12'' JUNCTION BOX | ea. | ELEC | 11
1009030 |  | 12" X 10" X 6" NON-METALLIC JUNCTION BOX | ea. | ELEC | 11
1009060 |  | 6"X 6"X 4"CAST IRON JUNCTION BOX | ea. | ELEC | 11
1009062 |  | RECESSED FIXTURE OUTLET BOX | ea. | ELEC | 11
1009106 |  | REMOVE JUNCTION BOX | ea. | ELEC | 11
1009111 |  | SIDEWALK JUNCTION BOX | ea. | ELEC | 11
1009231 |  | 4" X 4" JUNCTION BOX (WEATHERPROOF) | ea. | ELEC | 11
1009232 | 20,000.00 | 6" X 6" JUNCTION BOX (WEATHERPROOF) | ea. | ELEC | 11
1009243 |  | 12'' X 12'' X 6'' WATERTIGHT JUNCTION BOX | ea. | ELEC | 11
1009300 | 535.89 | STEEL JUNCTION BOX COVER | ea. | ELEC | 11
1009500 |  | 8" X 8" X 4" NEMA 4X NON-METALLIC JUNCTION BOX | ea. | ELEC | 11
1009501 | 1,161.94 | 10" X 10" X 6" NEMA 4X NON-METALLIC JUNCTION BOX | ea. | ELEC | 11
1009502 | 700.00 | 12" X 12" X 6" NEMA 4X NON-METALLIC JUNCTION BOX | ea. | ELEC | 11
1009503 | 406.86 | 16" X 14" X 6" NEMA 4X NON-METALLIC JUNCTION BOX | ea. | ELEC | 11
1009504 | 2,177.00 | 16" X 16" X 8" STAINLESS STEEL ENCLOSURE | ea. | ELEC | 11
1009505 |  | 16" X 14" X 6" STAINLESS STEEL JUNCTION BOX | ea. | ELEC | 11
1009506 | 4,420.00 | 12" X 10" X 5" STAINLESS STEEL JUNCTION BOX | ea. | ELEC | 11
1009507 | 3,740.00 | 6" X 6" X 4" STAINLESS STEEL JUNCTION BOX | ea. | ELEC | 11
1009508 | 4,400.00 | 14" X 12" X 6" STAINLESS STEEL JUNCTION BOX | ea. | ELEC | 11
1009509 | 3,300.00 | 18" X 12" X 8" NEMA 4X JUNCTION BOX | ea. | ELEC | 11
1009510 | 3,600.00 | 24" X 24" X 12" NEMA 4X JUNCTION BOX | ea. | ELEC | 11
1009511 |  | 10" X 8" X 4" STAINLESS STEEL JUNCTION BOX | ea. | ELEC | 11
1009600 | 720.00 | 14" X 16" X 8" FIBERGLASS JUNCTION BOX | ea. | TBD | 11
1009700 |  | 10" X 10" X 6" NEMA 3 POLYCARBONITE JUNCTION BOX | ea. | ELEC | 11
1010001 | 938.40 | CONCRETE HANDHOLE | ea. | STRC | 11
1010002 | 3,406.00 | HANDHOLE | ea. | STRC | 11
1010005 |  | CONCRETE HANDHOLE - TYPE W | ea. | STRC | 11
1010006 |  | CONCRETE HANDHOLE (SPECIAL) | ea. | STRC | 11
1010011 | 1,314.49 | CONCRETE HANDHOLE - TYPE I | ea. | STRC | 11
1010021 | 639.21 | CONCRETE HANDHOLE - TYPE II | ea. | STRC | 11
1010022 |  | CONCRETE HANDHOLE - TYPE II BANK ADAPTER | ea. | STRC | 11
1010023 | 1,147.83 | CONCRETE HANDHOLE - TYPE III | ea. | STRC | 11
1010025 | 436.44 | CONCRETE HANDHOLE EXTENSION - TYPE 1 | ea. | STRC | 11
1010026 |  | CONCRETE HANDHOLE EXTENSION - TYPE 2 | ea. | STRC | 11
1010027 |  | CONCRETE HANDHOLE EXTENSION - TYPE 3 | ea. | STRC | 11
1010032 |  | CONCRETE HANDHOLE (36'' X 36'' X 60'') | ea. | STRC | 11
1010033 |  | CONCRETE HANDHOLE (36'' X 60'' X 60'') | ea. | STRC | 11
1010036 |  | WEATHERPROOF CONCRETE HANDHOLE WITH CAST IRON COVER | ea. | STRC | 11
1010038 | 4,575.00 | PRECAST POLYMER CONCRETE HANDHOLE TYPE I (36'' X 36'') | ea. | STRC | 11
1010039 | 2,956.21 | PRECAST POLYMER CONCRETE HANDHOLE TYPE II (17'' X 30'') | ea. | STRC | 11
1010040 |  | PRECAST POLYMER CONCRETE HANDHOLE TYPE II (11" X 18") | ea. | STRC | 11
1010051 | 527.45 | GALVANIZED STEEL HANDHOLE COVER | ea. | STRC | 11
1010052 | 1,426.12 | CAST IRON HANDHOLE COVER | ea. | STRC | 11
1010053 | 400.00 | REPLACE HANDHOLE COVER | ea. | STRC | 11
1010054 | 757.27 | CAST IRON HANDHOLE COVER, TYPE II | ea. | STRC | 11
1010055 |  | FIBER OPTIC HANDHOLE | ea. | STRC | 11
1010056 |  | AMTRAK HANDHOLE | ea. | TRNS | 11
1010057 |  | LEVEL 3 HANDHOLE | ea. | STRC | 11
1010058 |  | LEVEL 3 SPECIAL HANDHOLE | ea. | STRC | 11
1010059 |  | AMTRAK SPECIAL HANDHOLE | ea. | TRNS | 11
1010060 | 242.08 | CLEAN EXISTING CONCRETE HANDHOLE | ea. | STRC | 11
1010061 |  | POLYMER CONCRETE VAULT | ea. | STRC | 11
1010901 |  | REMOVE AND RELOCATE CONCRETE HANDHOLE | ea. | STRC | 11
1010902 | 320.74 | REMOVE CONCRETE HANDHOLE | ea. | STRC | 11
1010905 | 1,352.50 | RESET CONCRETE HANDHOLE | ea. | STRC | 11
1010906 | 2,250.00 | REMOVE AND RE-INSTALL CONCRETE HANDHOLE | ea. | STRC | 11
1010907 | 566.35 | MODIFICATION OF EXISTING CONCRETE HANDHOLES | ea. | STRC | 11
1010912 | 28,000.00 | ELECTRIC MANHOLE | ea. | UTIL | 11
1010913 |  | REMOVE AND RELOCATE ELECTRIC MANHOLE | ea. | UTIL | 11
1010915 |  | ELECTRIC MANHOLE (IMS) | ea. | UTIL | 11
1010916 |  | CONCRETE MANHOLE | ea. | UTIL | 11
1011001 |  | 4 INCH DRAIN PIPE | l.f. | DRAN | 11
1011002 | 30.04 | 4'' DRAIN PIPE | l.f. | DRAN | 11
1012010 | 2.35 | NO. 10 SINGLE CONDUCTOR | l.f. | ELEC | 11
1012031 | 4.78 | NO. 2 SINGLE CONDUCTOR | l.f. | ELEC | 11
1012033 | 5.09 | NO. 1/0 SINGLE CONDUCTOR | l.f. | ELEC | 11
1012034 | 3.74 | NO. 4 SINGLE CONDUCTOR | l.f. | ELEC | 11
1012036 | 3.56 | NO. 6 SINGLE CONDUCTOR | l.f. | ELEC | 11
1012038 | 3.70 | NO. 8 SINGLE CONDUCTOR | l.f. | ELEC | 11
1012042 |  | NO. 12 SINGLE CONDUCTOR | l.f. | ELEC | 11
1012043 |  | NO. 3 SINGLE CONDUCTOR | l.f. | ELEC | 11
1012058 | 5.37 | NO. 2/0 SINGLE CONDUCTOR | l.f. | ELEC | 11
1012059 |  | NO. 3/0 SINGLE CONDUCTOR | l.f. | ELEC | 11
1012060 |  | NO. 4/0 SINGLE CONDUCTOR | l.f. | ELEC | 11
1012061 |  | NO. 1 SINGLE CONDUCTOR | l.f. | ELEC | 11
1012099 |  | NO. 250 MCM SINGLE CONDUCTOR | l.f. | ELEC | 11
1012100 | 1,140.00 | NO. 500 MCM SINGLE CONDUCTOR | l.f. | ELEC | 11
1012135 |  | PRIMARY CONDUCTOR | l.f. | ELEC | 11
1012137 |  | NO. 350 MCM - 600V 1/C WIRE | l.f. | ELEC | 11
1012138 | 185.00 | 2C#4 CABLE | l.f. | ELEC | 11
1012139 | 113.00 | 2-1C#6 TW CABLE | l.f. | ELEC | 11
1012140 | 116.00 | 17C-5C#9/12C#14 CABLE | l.f. | ELEC | 11
1012141 | 79.00 | 6 PR#14 CABLE | l.f. | ELEC | 11
1012142 | 194.00 | 6 PR#19 CABLE | l.f. | ELEC | 11
1012143 | 127.00 | 7C#9 CABLE | l.f. | ELEC | 11
1012144 | 669.00 | 27C #14 CABLE | l.f. | ELEC | 11
1012145 | 583.00 | 3C#2 CABLE | l.f. | ELEC | 11
1012146 | 789.00 | 3C#1/0 CABLE | l.f. | ELEC | 11
1012147 | 195.00 | 25 PR COPPER COMMUNICATIONS CABLE | l.f. | ELEC | 11
1012180 |  | BARE COPPER WIRE NO. 4/0 AWG | l.f. | ELEC | 11
1012212 |  | WIRE AND CABLE - 4/0 AWG CABLE | l.f. | ELEC | 11
1012223 |  | WIRE AND CABLE - 500 KCMIL CABLE | l.f. | ELEC | 11
1012224 |  | WIRE AND CABLE - 750 KCMIL CABLE | l.f. | ELEC | 11
1012229 | 18,000.00 | 10 KVA 60 HZ HOTEL POWER TRANSFORMER | ea. | ELEC | 11
1012230 |  | 10 KVA 600 HZ HOTEL POWER TRANSFORMER | ea. | ELEC | 11
1012231 | 27,600.00 | 10 KVA 100 HZ SIGNAL POWER TRANSFORMER | ea. | ELEC | 11
1012232 |  | CABLE TESTING | LS | ELEC | 11
1012233 | 38,200.00 | 37.5 KVA 100 HZ SIGNAL POWER TRANSFORMER | ea. | ELEC | 11
1012234 |  | SIGNAL POWER TRANSFORMER 10 KVA | ea. | ELEC | 11
1012235 |  | SIGNAL POWER TRANSFORMER 150 KVA | ea. | ELEC | 11
1012236 |  | WIRE AND CABLE - 800 KCMIL CABLE TYPE SE STYLE RHW-2 | l.f. | ELEC | 11
1012237 |  | WIRE AND CABLE - 900 KCMIL CABLE TYPE SE STYLE RHW-2 | l.f. | ELEC | 11
1012238 |  | WIRE AND CABLE - 1000 KCMIL CABLE TYPE SE STYLE RHW-2 | l.f. | ELEC | 11
1012239 |  | WIRE AND CABLE - 1000 KCMIL CABLE 600V TYPE SE STYLE RHW-2 | l.f. | ELEC | 11
1012241 |  | NO. 12 SINGLE CONDUCTOR XHHW-2 | l.f. | ELEC | 11
1012242 |  | NO. 10 SINGLE CONDUCTOR XHHW-2 | l.f. | ELEC | 11
1012243 | 4.10 | NO. 8 SINGLE CONDUCTOR XHHW-2 | l.f. | ELEC | 11
1012244 | 3.54 | NO. 6 SINGLE CONDUCTOR XHHW-2 | l.f. | ELEC | 11
1012245 | 3.72 | NO. 4 SINGLE CONDUCTOR XHHW-2 | l.f. | ELEC | 11
1012246 | 5.00 | NO. 2 SINGLE CONDUCTOR XHHW-2 | l.f. | ELEC | 11
1013003 | 10.00 | 1'' LIQUID TIGHT FLEXIBLE METAL CONDUIT | l.f. | ELEC | 11
1013008 |  | 1 1/4'' LIQUID TIGHT FLEXIBLE METAL CONDUIT | l.f. | ELEC | 11
1014006 |  | NON-METALLIC SHEATHED CABLE (THREE NO. 6 CONDUCTORS) | l.f. | ELEC | 11
1014122 |  | CABLE IN DUCT (THREE NO. 2/0 CONDUCTORS) | l.f. | ELEC | 11
1014123 | 7.00 | CABLE IN DUCT (THREE NO. 2 & ONE NO.8 CONDUCTORS) | l.f. | ELEC | 11
1014124 |  | CABLE IN DUCT ( 2 NO. 4 CONDUCTORS) | l.f. | ELEC | 11
1014125 |  | CABLE IN DUCT (TWO NO. 6 CONDUCTORS) | l.f. | ELEC | 11
1014126 |  | CABLE IN DUCT (FOUR NO. 2/0 CONDUCTORS) | l.f. | ELEC | 11
1014127 | 8.00 | CABLE IN DUCT (TWO NO. 2 CONDUCTORS) | l.f. | ELEC | 11
1014128 |  | CABLE IN DUCT (THREE NO. 2 CONDUCTORS) | l.f. | ELEC | 11
1014129 |  | CABLE IN DUCT (FOUR NO. 2 CONDUCTORS) | l.f. | ELEC | 11
1014130 |  | CABLE IN DUCT (TW0 NO. 2 CONDUCTORS) | l.f. | ELEC | 11
1014131 | 10.29 | CABLE IN DUCT (THREE NO. 2 CONDUCTORS) | l.f. | ELEC | 11
1014132 |  | CABLE IN DUCT (TWO NO. 10 AND NO. 10 GROUND) | l.f. | ELEC | 11
1014136 |  | CABLE IN DUCT 3 NO. 2 AWG | l.f. | ELEC | 11
1014141 |  | CABLE IN DUCT (NO. 8 GROUND) | l.f. | ELEC | 11
1014170 |  | CABLE IN DUCT (THREE NO. 6 & NO. 8 GROUND) | l.f. | ELEC | 11
1014171 |  | CABLE IN DUCT (SIX NO. 6 & TWO NO. 8 GROUND) | l.f. | ELEC | 11
1014172 |  | CABLE IN DUCT (TWELVE NO. 6 & FOUR NO. 8 GROUND) | l.f. | ELEC | 11
1014173 |  | CABLE IN DUCT (FIFTEEN NO. 6 & FIVE NO. 8 GROUND) | l.f. | ELEC | 11
1014174 |  | CABLE IN DUCT (THREE NO. 2 CONDUCTORS AND ONE NO. 6 GROUND) | l.f. | ELEC | 11
1014292 |  | 5000 VOLT DIRECT BURIAL CABLE | l.f. | ELEC | 11
1014299 |  | #1/0 TRIPLEX SERVICE DROP CABLE | l.f. | ELEC | 11
1014401 |  | FUSE CONNECTOR | ea. | ELEC | 11
1014402 | 522.00 | BREAKAWAY FUSE CONNECTOR | ea. | ELEC | 11
1014403 | 581.79 | CABLE SPLICE | ea. | ELEC | 11
1014502 |  | TRANSFORMER 10KVA 208V TO 240V/120V | ea. | ELEC | 11
1014503 | 2,515.76 | TRANSFORMER 5 KVA 240/120 VOLT | ea. | ELEC | 11
1014504 |  | TRANSFORMER 7.5 KVA 240/120 VOLT | ea. | ELEC | 11
1014505 |  | TRANSFORMER 5 KVA 208/120 VOLT | ea. | ELEC | 11
1014506 |  | STEP DOWN TRANSFORMER, 10KVA | ea. | ELEC | 11
1014507 |  | STEP DOWN TRANSFORMER, 50KVA | ea. | ELEC | 11
1014901 | 1.54 | REMOVE CABLE | l.f. | ELEC | 11
1014902 |  | 2400 VOLT CABLE REMOVAL | l.f. | ELEC | 11
1014908 |  | DUPLEX RECEPTACLE | ea. | ELEC | 11
1014909 |  | SECONDARY OVERHEAD CABLE REMOVAL | l.f. | ELEC | 11
1014910 | 45,000.00 | UTILITY RELOCATION | LS | ELEC | 11
1015001 | 1.42 | NO. 8 BARE COPPER GROUNDING CONDUCTOR | l.f. | ELEC | 11
1015002 | 1.30 | NO. 10 BARE COPPER GROUNDING CONDUCTOR | l.f. | ELEC | 11
1015003 | 2.78 | NO. 6 BARE COPPER GROUNDING CONDUCTOR | l.f. | ELEC | 11
1015004 | 3.65 | NO. 2 BARE COPPER GROUNDING CONDUCTOR | l.f. | ELEC | 11
1015012 |  | BARE COPPER GROUNDING CONDUCTOR (#4/0) | l.f. | ELEC | 11
1015013 | 3.50 | #4 AWG COPPER GROUND WIRE | l.f. | ELEC | 11
1015021 |  | 3/4'' X 10' GROUND ROD | ea. | ELEC | 11
1015025 | 34.00 | 4/0 BARE COPPER GROUND WIRE | l.f. | ELEC | 11
1015026 |  | 500 KCMIL BARE COPPER GROUND WIRE | l.f. | ELEC | 11
1015027 |  | 500 KCMIL AERIAL BARE COPPER | l.f. | ELEC | 11
1015034 | 9,639.45 | GROUNDING AND BONDING | LS | ELEC | 11
1015035 | 144,000.00 | GROUNDING AND BONDING - C&S | LS | ELEC | 11
1015039 |  | POLE LINE GROUNDING | ea. | ELEC | 11
1015040 |  | PRECAST POLYMER CONCRETE PULL BOX TYPE I | ea. | TBD | 11
1015041 | 3,710.46 | PULL BOX | ea. | ELEC | 11
1015044 |  | ELECTRIC VAULT (IMS) | ea. | TBD | 11
1015045 |  | PULL BOX REHABILITATION | ea. | ELEC | 11
1015046 |  | CONCRETE COMMUNICATIONS SHELTER | LS | ELEC | 11
1015047 |  | ELECTRIC VAULT | ea. | ELEC | 11
1015048 | 75,000.00 | COMMUNICATION PULL BOX | ea. | ELEC | 11
1015049 | 85,000.00 | COMMUNICATION VAULT | ea. | ELEC | 11
1015055 |  | 480 VOLT AC POWER SYSTEM | LS | ELEC | 11
1015063 |  | DUCTBANK, MANHOLES, HANDHOLES AND PULL-BOXES (SITE 1) | LS | ELEC | 11
1015064 |  | DUCTBANK, MANHOLES, HANDHOLES AND PULL-BOXES (SITE 2) | LS | ELEC | 11
1015065 |  | DUCTBANK, MANHOLES, HANDHOLES AND PULL-BOXES (SITE 3) | LS | ELEC | 11
1015066 |  | DUCTBANK, MANHOLES, HANDHOLES AND PULL-BOXES (SITE 4) | LS | ELEC | 11
1015067 |  | DUCTBANK, MANHOLES, HANDHOLES AND PULL-BOXES (SITE 5) | LS | ELEC | 11
1015070 |  | DETECTABLE PULLING TAPE | l.f. | ELEC | 11
1016001 |  | PHOTO ELECTRIC CONTROL | ea. | ELEC | 11
1016010 |  | 2' X 2' FIXTURE LED RETROFIT | ea. | ELEC | 11
1016011 |  | 1 LAMP FIXTURE LED RETROFIT | ea. | ELEC | 11
1016012 |  | 2' X 4' 2 LAMP FIXTURE LED RETROFIT | ea. | ELEC | 11
1016013 |  | 2' X 4' 3 LAMP FIXTURE LED RETROFIT | ea. | ELEC | 11
1016014 |  | 2' X 4' 4 LAMP FIXTURE LED RETROFIT | ea. | ELEC | 11
1016015 |  | 2' X 2' FIXTURE DIMMABLE LED RETROFIT | ea. | ELEC | 11
1016016 |  | 2' X 4' FIXTURE DIMMABLE LED RETROFIT | ea. | ELEC | 11
1016020 |  | LED BAY FIXTURE | ea. | ELEC | 11
1016021 |  | LED BAY FIXTURE WITH BATTERY BACKUP | ea. | ELEC | 11
1017000 |  | SERVICE ENTRANCE AND CABINET - TYPE 5 | ea. | ELEC | 11
1017001 | 18,626.25 | SERVICE ENTRANCE AND CABINET - TYPE I | ea. | ELEC | 11
1017002 | 9,839.28 | SERVICE ENTRANCE AND CABINET - TYPE II | ea. | ELEC | 11
1017011 |  | REMOVE ELECTRIC EQUIPMENT | LS | ELEC | 11
1017012 | 12,000.00 | POWER DISTRIBUTION CABINET | ea. | ELEC | 11
1017013 |  | LIGHTING DISTRIBUTION PANEL (AUTOMATED) | ea. | ELEC | 11
1017014 | 7,773.00 | DECORATIVE LIGHT CONTROL CABINET | ea. | ELEC | 11
1017015 |  | BASIC ELECTRICAL REQUIREMENTS | LS | ELEC | 11
1017016 |  | DEMOLITION, POWER SYSTEMS AND LIGHTING | LS | ELEC | 11
1017017 |  | DEMOLITION, FIRE ALARM AND COMMUNICATIONS | LS | ELEC | 11
1017018 |  | GROUNDING AND BONDING-FIRE ALARM AND COMMUNICATION | LS | ELEC | 11
1017019 | 12,284.07 | WIRELESS RADIO ASSEMBLY | ea. | ELEC | 11
1017020 |  | REMOVE AND RELOCATE EMERGENCY CALL BOX | ea. | ELEC | 11
1017021 | 3,850.00 | EMERGENCY CALL BOX | ea. | ELEC | 11
1017030 |  | SERVICE | ea. | ELEC | 11
1017032 | 2,992.11 | SERVICE (METERED) | ea. | ELEC | 11
1017033 | 7,974.94 | SERVICE CABINET | ea. | ELEC | 11
1017034 | 5,354.67 | INSTALL SERVICE | ea. | ELEC | 11
1017035 |  | POWER PANEL ENCLOSURE | ea. | TBD | 11
1017036 |  | VMS SERVICE CONVERSION | ea. | ELEC | 11
1017038 |  | TEMPORARY SERVICE | ea. | ELEC | 11
1017040 |  | SERVICE ENTRANCE COMBINATION WITH METER SOCKET | ea. | ELEC | 11
1017041 |  | OUTDOOR PACKAGED POWER SUPPLY | LS | ELEC | 11
1017046 |  | UNDERGROUND SERVICE | l.f. | ELEC | 11
1017048 | 1.00 | INSTALL SERVICE (ESTIMATED COST) | est. | ELEC | 11
1017049 | 1,998.91 | ATMS SERVICE REVISION | ea. | ELEC | 11
1017050 | 13,495.50 | SERVICE RELOCATION | ea. | ELEC | 11
1017051 | 4,359.67 | SERVICE REVISION | ea. | ELEC | 11
1017052 | 2,955.00 | REMOVE SERVICE | ea. | ELEC | 11
1017053 | 13,000.00 | SERVICE (UNMETERED) | ea. | ELEC | 11
1017064 |  | CABLE TERMINATION ENCLOSURE | ea. | ELEC | 11
1017065 |  | METALLIC CABLE PEDESTAL ENCLOSURE | ea. | ELEC | 11
1017066 |  | PRECAST CONCRETE TRANSFORMER PAD | ea. | ELEC | 11
1017100 |  | SERVICE ENTRANCE AND CABINET | ea. | ELEC | 11
1017103 | 22,525.00 | SERVICE ENTRANCE AND CABINET - (100A SERVICE) | ea. | ELEC | 11
1017104 |  | SERVICE ENTRANCE AND CABINET - (200A SERVICE) | ea. | ELEC | 11
1017105 |  | SERVICE ENTRANCE AND CABINET - (400A SERVICE) | ea. | ELEC | 11
1017109 | 1,950.35 | SERVICE DISCONNECT SWITCH | ea. | ELEC | 11
1017110 |  | TYPE IV CABINET WITH METERED SERVICE | ea. | ELEC | 11
1017112 |  | POLE MOUNTED FIELD CABINET | ea. | ELEC | 11
1017200 |  | SURGE ARRESTORS | ea. | ELEC | 11
1017201 |  | SURGE ARRESTORS-SIGNAL POWER SYSTEM | ea. | ELEC | 11
1017227 |  | TELEVISION INSPECTION (DUCT BANK) | l.f. | TBD | 11
1017228 | 9,000.00 | ELECTRIC LOAD CENTER | ea. | TBD | 11
1017229 | 6,400.00 | SOLAR POWER SYSTEM | ea. | TBD | 11
1018001 |  | NAVIGATION LIGHTS | ea. | ELEC | 11
1018002 |  | AVIATION OBSTRUCTION LIGHT | ea. | ELEC | 11
1018003 |  | NAVIGATION CLEARANCE GAUGE | ea. | ELEC | 11
1018004 |  | SOLAR POWERED NAVIGATION LIGHT (PIER) | ea. | ELEC | 11
1018005 |  | SOLAR POWERED NAVIGATION LIGHT (PIVOT TYPE CENTER OF CHANNEL) | ea. | ELEC | 11
1018006 |  | SOLAR POWERED NAVIGATION LIGHT (PIVOT TYPE CHANNEL MARGIN) | ea. | ELEC | 11
1018007 | 9,375.00 | NAVIGATION LIGHT (PIER) | ea. | ELEC | 11
1018008 | 13,500.00 | NAVIGATION LIGHT (PIVOT TYPE CENTER OF CHANNEL) | ea. | ELEC | 11
1018009 | 18,500.00 | NAVIGATION LIGHT (PIVOT TYPE CHANNEL MARGIN) | ea. | ELEC | 11
1018011 |  | TEMPORARY NAVIGATION LIGHT | ea. | ELEC | 11
1018012 |  | REMOVE, STORE, AND RESET NAVIGATION LIGHT | ea. | ELEC | 11
1018013 | 46,000.00 | TEMPORARY WATERWAY CONSTRUCTION MARKERS | LS | ELEC | 11
1018030 |  | ARCHITECTURAL LIGHTING | LS | ELEC | 11
1018031 |  | ELECTRICAL LIGHTING | LS | ELEC | 11
1018040 |  | LIGHTNING PROTECTION SYSTEM | LS | ELEC | 11
1018050 | 29,333.33 | MAINTAINING NAVIGATION LIGHTS | LS | TBD | 11
1018101 | 30,000.00 | REMOVE NAVIGATION LIGHTS | ea. | ELEC | 11
1019027 | 13.53 | PREASSEMBLED AERIAL CABLE | l.f. | ELEC | 11
1019028 | 109.57 | AERIAL FIGURE 8 INNERDUCT | l.f. | ELEC | 11
1019029 | 150,000.00 | AERIAL CABLE SYSTEM | LS | ELEC | 11
1019030 | 9.26 | REMOVE AERIAL CABLE | l.f. | ELEC | 11
1019052 |  | AERIAL CABLE (3 NO. 1) | l.f. | ELEC | 11
1019053 | 14.64 | AERIAL CABLE (3 NO. 2) | l.f. | ELEC | 11
1019054 |  | AERIAL CABLE (4 NO. 2) | l.f. | ELEC | 11
1019055 |  | AERIAL CABLE (3 NO. 1/0) | l.f. | ELEC | 11
1019056 |  | AERIAL CABLE (3 NO. 2/0) | l.f. | ELEC | 11
1020001 | 5,303.57 | WOOD POLE | ea. | ELEC | 11
1020004 | 3,971.67 | WOOD POLE (35 FEET) | ea. | ELEC | 11
1020005 |  | WOOD POLE (45 FEET) | ea. | ELEC | 11
1020021 |  | POLE HARDWARE | ea. | ELEC | 11
1020030 | 9,274.84 | TEMPORARY ILLUMINATION UNIT | ea. | ELEC | 11
1020032 |  | TEMPORARY ILLUMINATION UNIT (TWIN LUMINAIRE) | ea. | ELEC | 11
1020037 |  | TEMPORARY LIGHTING | LS | ELEC | 11
1020038 |  | TEMPORARY ILLUMINATION(BY UTILITY) (ESTIMATED COST) | est. | ELEC | 11
1020040 | 24,720.00 | TEMPORARY ILLUMINATION | LS | ELEC | 11
1020040.01 |  | TEMPORARY ILLUMINATION (SITE NO. 1) | LS | ELEC | 11
1020041 | 4,000.00 | TEMPORARY ILLUMINATION | ea. | ELEC | 11
1020042 | 13,900.00 | MAINTAIN EXISTING ILLUMINATION | LS | ELEC | 11
1020062 |  | MAINTAINING EXISTING ILLUMINATION (ESTIMATED COST) | est. | ELEC | 11
1020910 | 32,150.00 | REMOVAL OF EXISTING EQUIPMENT | LS | ELEC | 11
1020921 |  | CONTROL ROOM WIRING | LS | ELEC | 11
1020998 | 2,680.99 | TEMPORARY LIGHT STANDARD ATTACHMENT BRACKET | ea. | ELEC | 11
1050083 |  | EMERGENCY GENERATOR | ea. | ELEC | 11
1050103 |  | MOTORIST AID VARIABLE MESSAGE SIGN SYSTEM TEST EQUIPMENT | LS | TRAF | 11
1050104 |  | MOTORIST AID VARIABLE MESSAGE SIGN SYSTEM TRAINING | LS | TRAF | 11
1050105 |  | MOTORIST AID VARIABLE MESSAGE SIGN SYSTEM OPERATIONS | mo. | TRAF | 11
1050106 |  | MOTORIST AID VARIABLE MESSAGE SIGN - TYPE A | ea. | TRAF | 11
1050107 | 103,808.40 | MOTORIST AID VARIABLE MESSAGE SIGN - TYPE B | ea. | TRAF | 11
1050108 |  | MOTORIST AID VARIABLE MESSAGE SIGN - TYPE C | ea. | TRAF | 11
1050109 |  | MOTORIST AID VARIABLE MESSAGE SIGN - TYPE D WITH CANTILEVER SIGN SUPPORT | ea. | TRAF | 11
1050110 |  | MOTORIST AID VARIABLE MESSAGE SIGN - TYPE B WALK-IN | ea. | TRAF | 11
1050111 |  | PORTABLE VARIABLE MESSAGE SIGN | ea. | TRAF | 11
1050112 |  | PORTABLE VARIABLE MESSAGE SIGN WITH CAMERA | ea. | TRAF | 11
1050113 |  | MOTORIST AID VARIABLE MESSAGE SIGN SYSTEM OPERATIONS (ESTIMATED COST) | est. | TRAF | 11
1050120 |  | INSTALL STATE FURNISHED VARIABLE MESSAGE SIGN - TYPE B | ea. | TRAF | 11
1050238 |  | HIGHWAY ADVISORY RADIO | ea. | TRAF | 11
1050239 |  | HIGHWAY ADVISORY STATION SITE NO. 1 | LS | TRAF | 11
1050240 |  | HIGHWAY ADVISORY STATION SITE NO. 2 | LS | TRAF | 11
1050241 |  | HIGHWAY ADVISORY STATION SITE NO. 3 | LS | TRAF | 11
1050242 |  | HIGHWAY ADVISORY STATION SITE NO. 4 | LS | TRAF | 11
1050243 |  | HIGHWAY ADVISORY STATION SITE NO. 5 | LS | TRAF | 11
1050244 |  | RELOCATE HIGHWAY ADVISORY RADIO STATION | ea. | TRAF | 11
1101201 | 1,900.00 | MODIFICATION OF TRAFFIC CONTROL FOUNDATION | ea. | TRAF | 11
1101302 | 128.00 | POLE ANCHOR | ea. | ELEC | 11
1101303 |  | POLE ANCHOR (ESTIMATED COST) | est. | ELEC | 11
1102002 | 892.38 | 8' ALUMINUM PEDESTAL | ea. | ELEC | 11
1102007 |  | 3' ALUMINUM PEDESTAL | ea. | ELEC | 11
1102008 | 891.26 | 4'-4'' ALUMINUM PEDESTAL | ea. | ELEC | 11
1102009 |  | 10' ALUMINUM PEDESTAL | ea. | ELEC | 11
1102010 | 990.44 | 12' ALUMINUM PEDESTAL | ea. | ELEC | 11
1102011 | 1,570.00 | 14' ALUMINUM PEDESTAL | ea. | ELEC | 11
1102013 |  | MODIFY EXISTING PEDESTALS | ea. | ELEC | 11
1102014 | 3,000.00 | 20' ALUMINUM PEDESTAL | ea. | ELEC | 11
1102015 |  | 10' ALUMINUM PEDESTAL - ORNAMENTAL | ea. | ELEC | 11
1102016 |  | 18' ALUMINUM PEDESTAL | ea. | ELEC | 11
1102048 |  | 8' ORNAMENTAL ALUMINUM PEDESTAL | ea. | ELEC | 11
1102425 |  | VEHICLE DETECTOR SUPPORT POLE AND BRACKET | ea. | TRFP | 11
1103001 |  | STEEL SPAN POLE | ea. | TRFP | 11
1103002 | 18,750.00 | STEEL COMBINATION SPAN POLE | ea. | TRFP | 11
1103003 |  | WOOD SPAN POLE | ea. | TRFP | 11
1103015 |  | STEEL COMBINATION SPAN POLE (12' BRACKET, 30' MOUNTING HEIGHT-TYPE 3) | ea. | TRFP | 11
1103021 | 18,826.00 | 28' STEEL SPAN POLE | ea. | TRFP | 11
1103022 | 18,666.53 | 30' STEEL SPAN POLE | ea. | TRFP | 11
1103023 | 15,403.11 | 32' STEEL SPAN POLE | ea. | TRFP | 11
1103024 | 18,400.00 | 34' STEEL SPAN POLE | ea. | TRFP | 11
1103025 | 23,000.00 | 26' STEEL SPAN POLE | ea. | TRFP | 11
1103026 | 23,000.00 | 24' STEEL SPAN POLE | ea. | TRFP | 11
1103027 |  | 36' STEEL SPAN POLE | ea. | TRFP | 11
1103029 |  | 31' STEEL SPAN POLE | ea. | TRFP | 11
1103036 |  | 45' STEEL SPAN POLE | ea. | TRFP | 11
1103040 |  | 69' STEEL SPAN POLE | ea. | TRFP | 11
1103041 |  | 22' STEEL SPAN POLE | ea. | STRS | 11
1103042 |  | 30' STEEL SPAN POLE - ORNAMENTAL | ea. | TRFP | 11
1103043 |  | 30' STEEL SPAN POLE (CCTV) | ea. | TRFP | 11
1103044 |  | 20' STEEL SPAN POLE (CCTV) | ea. | TRFP | 11
1103047 |  | INSTALL STATE FURNISHED STEEL SPAN POLE | ea. | TRFP | 11
1103048 |  | PAINT EXISTING STEEL SPAN POLE | ea. | PANT | 11
1103049 |  | PAINT EXISTING STEEL LIGHT POLE | ea. | TBD | 11
1103050 |  | DECORATIVE SPAN POLE BASE COVER | ea. | TRFP | 11
1103053 |  | STEEL COMBINATION SPAN POLE (10' BRACKET) | ea. | TRFP | 11
1103054 |  | STEEL COMBINATION SPAN POLE (12' BRACKET) | ea. | TRFP | 11
1103059 |  | 32' STEEL COMBINATION SPAN POLE (20' BRACKET) | ea. | TRFP | 11
1103065 |  | 34' STEEL COMBINATION SPAN POLE (12' BRACKET) | ea. | TRFP | 11
1103067 |  | 32' STEEL COMBINATION SPAN POLE (15' BRACKET) | ea. | TRFP | 11
1103070 |  | 34' STEEL COMBINATION SPAN POLE (15' BRACKET) | ea. | TRFP | 11
1103071 |  | 36' STEEL COMBINATION SPAN POLE (15' BRACKET) | ea. | TRFP | 11
1103092 |  | 30' RIGID CAMERA POLE (W/CAMERA - LOWERING DEVICE AND FOUNDATION) | ea. | STRS | 11
1103093 |  | 70' RIGID CAMERA POLE (W/CAMERA - LOWERING DEVICE AND FOUNDATION) | ea. | STRS | 11
1103094 |  | 30' STEEL POLE | ea. | TRFP | 11
1103095 |  | 70' CAMERA POLE | ea. | TRFP | 11
1103096 |  | 85' CAMERA POLE | ea. | TRFP | 11
1103097 |  | 100' CAMERA POLE | ea. | TRFP | 11
1103099 |  | SPAN POLE P-2 | ea. | TRFP | 11
1103100 |  | SPAN POLE P-1 | ea. | TRFP | 11
1103101 |  | WOOD POLE ANCHOR | ea. | TRFP | 11
1103120 |  | ROCK SOCKET | ea. | TRFP | 11
1104020 |  | STEEL MAST ARM ASSEMBLY | ea. | TRFP | 11
1104021 |  | 10' STEEL MAST ARM ASSEMBLY | ea. | TRFP | 11
1104022 | 13,730.00 | 15' STEEL MAST ARM ASSEMBLY | ea. | TRFP | 11
1104023 | 17,436.25 | 20' STEEL MAST ARM ASSEMBLY | ea. | TRFP | 11
1104024 |  | 22' STEEL MAST ARM ASSEMBLY | ea. | TRFP | 11
1104026 | 21,197.80 | 25' STEEL MAST ARM ASSEMBLY | ea. | TRFP | 11
1104027 |  | 26' STEEL MAST ARM ASSEMBLY | ea. | TRFP | 11
1104028 | 22,529.26 | 30' STEEL MAST ARM ASSEMBLY | ea. | TRFP | 11
1104029 |  | 32' STEEL MAST ARM ASSEMBLY | ea. | TRFP | 11
1104030 |  | 34' STEEL MAST ARM ASSEMBLY | ea. | STRS | 11
1104031 | 25,130.29 | 35' STEEL MAST ARM ASSEMBLY | ea. | TRFP | 11
1104032 |  | 36' STEEL MAST ARM ASSEMBLY | ea. | TRFP | 11
1104033 | 25,957.06 | 40' STEEL MAST ARM ASSEMBLY | ea. | TRFP | 11
1104034 |  | 44' STEEL MAST ARM ASSEMBLY | ea. | TRFP | 11
1104035 |  | 38' STEEL MAST ARM ASSEMBLY | ea. | STRS | 11
1104037 | 31,230.00 | 45' STEEL MAST ARM ASSEMBLY | ea. | TRFP | 11
1104038 | 32,368.23 | 50' STEEL MAST ARM ASSEMBLY | ea. | TRFP | 11
1104039 | 37,430.67 | 55' STEEL MAST ARM ASSEMBLY | ea. | TRFP | 11
1104042 | 41,882.96 | 60' STEEL MAST ARM ASSEMBLY | ea. | TRFP | 11
1104044 | 47,505.83 | 65' STEEL MAST ARM ASSEMBLY | ea. | TRFP | 11
1104045 | 50,002.90 | 70' STEEL MAST ARM ASSEMBLY | ea. | TRFP | 11
1104047 |  | 13' STEEL MAST ARM ASSEMBLY | ea. | TRFP | 11
1104050 |  | 37' STEEL MAST ARM ASSEMBLY | ea. | TRFP | 11
1104051 |  | 18' STEEL MAST ARM ASSEMBLY | ea. | TRFP | 11
1104052 | 57,522.00 | 75' STEEL MAST ARM ASSEMBLY | ea. | TRFP | 11
1104053 |  | 80' STEEL MAST ARM ASSEMBLY | ea. | TRFP | 11
1104072 |  | 60' STEEL MAST ARM ASSEMBLY (18' MOUNTING HEIGHT) | ea. | TRFP | 11
1104073 |  | 60' STEEL MAST ARM ASSEMBLY (16' MOUNTING HEIGHT) | ea. | TRFP | 11
1104074 |  | 60' STEEL MAST ARM ASSEMBLY (32' MOUNTING HEIGHT) | ea. | TRFP | 11
1104084 |  | 35' STEEL COMBINATION MAST ARM ASSEMBLY | ea. | TRFP | 11
1104090 | 34,436.00 | STEEL COMBINATION MAST ARM ASSEMBLY | ea. | TRFP | 11
1104100 | 49,758.00 | TWIN STEEL MAST ARM ASSEMBLY | ea. | TRFP | 11
1104113 |  | 33' AND 40' TWIN STEEL MAST ARM ASSEMBLY | ea. | TRFP | 11
1104114 |  | 50' AND 33' TWIN STEEL MAST ARM ASSEMBLY | ea. | TRFP | 11
1104120 | 35,536.00 | TWIN STEEL COMBINATION MAST ARM ASSEMBLY | ea. | TRFP | 11
1104130 |  | 60' - 25' STEEL MAST ARM ASSEMBLY - 2 WAY | ea. | TRFP | 11
1104131 |  | 60' - 60' STEEL MAST ARM ASSEMBLY - 2 WAY | ea. | TRFP | 11
1104132 |  | 60' - 55' STEEL MAST ARM ASSEMBLY - 2 WAY | ea. | TRFP | 11
1104133 |  | 60' - 50' STEEL MAST ARM ASSEMBLY - 2 WAY | ea. | TRFP | 11
1104134 |  | 60' - 45' STEEL MAST ARM ASSEMBLY - 2 WAY | ea. | TRFP | 11
1104140 |  | 40' COMBINATION ORNAMENTAL STEEL MAST ARM ASSEMBLY | ea. | TRFP | 11
1104144 |  | 44' COMBINATION ORNAMENTAL STEEL MAST ARM ASSEMBLY | ea. | TRFP | 11
1104150 |  | 50' COMBINATION ORNAMENTAL STEEL MAST ARM ASSEMBLY | ea. | TRFP | 11
1104152 |  | 52' COMBINATION ORNAMENTAL STEEL MAST ARM ASSEMBLY | ea. | TRFP | 11
1104155 |  | 55' COMBINATION ORNAMENTAL STEEL MAST ARM ASSEMBLY | ea. | TRFP | 11
1104160 |  | 60' COMBINATION ORNAMENTAL STEEL MAST ARM ASSEMBLY | ea. | TRFP | 11
1104254 |  | 6' C.C.T.V. CAMERA POLE MOUNTING BRACKET | ea. | TRFP | 11
1104255 |  | 25' C.C.T.V. CAMERA POLE MOUNTING BRACKET | ea. | TRFP | 11
1104303 |  | 28' STEEL SPAN POLE WITH 45' STEEL MAST ARM ASSEMBLY | ea. | TRFP | 11
1104500 |  | MAST ARM ASSEMBLY, 15-1W | ea. | TRFP | 11
1104501 |  | MAST ARM ASSEMBLY, 20-1W | ea. | TRFP | 11
1104502 |  | MAST ARM ASSEMBLY, 25-1W | ea. | TRFP | 11
1104503 |  | MAST ARM ASSEMBLY, 30-1W | ea. | TRFP | 11
1104504 |  | MAST ARM ASSEMBLY, 35-1W | ea. | TRFP | 11
1104505 |  | MAST ARM ASSEMBLY, 40-1W | ea. | TRFP | 11
1104507 |  | MAST ARM ASSEMBLY, 50-1W | ea. | TRFP | 11
1104508 |  | MAST ARM ASSEMBLY, 55-1W | ea. | TRFP | 11
1104510 |  | MAST ARM ASSEMBLY, 15-2W | ea. | TRFP | 11
1104511 |  | MAST ARM ASSEMBLY, 20-2W | ea. | TRFP | 11
1104512 |  | MAST ARM ASSEMBLY, 25-2W | ea. | TRFP | 11
1104513 |  | MAST ARM ASSEMBLY, 30-2W | ea. | TRFP | 11
1104514 |  | MAST ARM ASSEMBLY, 35-2W | ea. | TRFP | 11
1104515 |  | MAST ARM ASSEMBLY, 40-2W | ea. | TRFP | 11
1104516 |  | MAST ARM ASSEMBLY, 45-2W | ea. | TRFP | 11
1104517 |  | MAST ARM ASSEMBLY, 45-1W | ea. | TRFP | 11
1104518 |  | MAST ARM ASSEMBLY, 25-35-2W | ea. | TRFP | 11
1104519 |  | MAST ARM ASSEMBLY, 20-40-2W | ea. | TRFP | 11
1104520 |  | MAST ARM ASSEMBLY, 25-30-2W | ea. | TRFP | 11
1104521 |  | ORNAMENTAL MAST ARM ASSEMBLY 15-1W | ea. | TRFP | 11
1104522 |  | ORNAMENTAL MAST ARM ASSEMBLY 20-1W | ea. | TRFP | 11
1104523 |  | ORNAMENTAL MAST ARM ASSEMBLY 25-1W | ea. | TRFP | 11
1104524 |  | ORNAMENTAL MAST ARM ASSEMBLY 30-1W | ea. | TRFP | 11
1104525 |  | ORNAMENTAL MAST ARM ASSEMBLY 35-1W | ea. | TRFP | 11
1104526 |  | ORNAMENTAL MAST ARM ASSEMBLY 40-1W | ea. | TRFP | 11
1104527 |  | ORNAMENTAL MAST ARM ASSEMBLY 45-1W | ea. | TRFP | 11
1104549 | 44,785.00 | COMBINATION MAST ARM ASSEMBLY, 65-1W | ea. | TRFP | 11
1104550 |  | COMBINATION MAST ARM ASSEMBLY, 15-1W | ea. | TRFP | 11
1104551 |  | COMBINATION MAST ARM ASSEMBLY, 20-1W | ea. | TRFP | 11
1104552 | 21,806.00 | COMBINATION MAST ARM ASSEMBLY, 25-1W | ea. | TRFP | 11
1104553 | 24,353.17 | COMBINATION MAST ARM ASSEMBLY, 30-1W | ea. | TRFP | 11
1104554 | 26,595.64 | COMBINATION MAST ARM ASSEMBLY, 35-1W | ea. | TRFP | 11
1104555 | 25,075.43 | COMBINATION MAST ARM ASSEMBLY, 40-1W | ea. | TRFP | 11
1104556 | 38,706.14 | COMBINATION MAST ARM ASSEMBLY, 50-1W | ea. | TRFP | 11
1104557 | 36,047.13 | COMBINATION MAST ARM ASSEMBLY, 55-1W | ea. | TRFP | 11
1104558 | 43,048.00 | COMBINATION MAST ARM ASSEMBLY, 60-1W | ea. | TRFP | 11
1104559 | 45,116.00 | COMBINATION MAST ARM ASSEMBLY, 70-1W | ea. | TRFP | 11
1104560 |  | COMBINATION MAST ARM ASSEMBLY, 15-2W | ea. | TRFP | 11
1104561 |  | COMBINATION MAST ARM ASSEMBLY, 20-2W | ea. | TRFP | 11
1104562 |  | COMBINATION MAST ARM ASSEMBLY, 25-2W | ea. | TRFP | 11
1104563 |  | COMBINATION MAST ARM ASSEMBLY, 30-2W | ea. | TRFP | 11
1104564 |  | COMBINATION MAST ARM ASSEMBLY, 35-2W | ea. | TRFP | 11
1104565 |  | COMBINATION MAST ARM ASSEMBLY, 40-2W | ea. | TRFP | 11
1104566 | 30,150.69 | COMBINATION MAST ARM ASSEMBLY, 45-1W | ea. | TRFP | 11
1105001 |  | 1 WAY, 1 SECTION SPAN WIRE TRAFFIC SIGNAL | ea. | TRFP | 11
1105003 | 1,872.58 | 1 WAY, 3 SECTION SPAN WIRE TRAFFIC SIGNAL | ea. | TRFP | 11
1105004 |  | 1 WAY, 4 SECTION SPAN WIRE TRAFFIC SIGNAL | ea. | TRFP | 11
1105005 |  | 1 WAY, 5 SECTION SPAN WIRE TRAFFIC SIGNAL | ea. | TRFP | 11
1105006 |  | 2 WAY, 1 SECTION SPAN WIRE TRAFFIC SIGNAL | ea. | TRFP | 11
1105007 |  | 2 WAY, 3 SECTION SPAN WIRE TRAFFIC SIGNAL | ea. | TRFP | 11
1105010 |  | 3 WAY, 1 SECTION SPAN WIRE TRAFFIC SIGNAL | ea. | TRFP | 11
1105011 |  | 3 WAY, 3 SECTION SPAN WIRE TRAFFIC SIGNAL | ea. | TRFP | 11
1105014 |  | 4 WAY, 1 SECTION SPAN WIRE TRAFFIC SIGNAL | ea. | TRFP | 11
1105015 |  | 4 WAY, 3 SECTION SPAN WIRE TRAFFIC SIGNAL | ea. | TRFP | 11
1105101 |  | 1 WAY, 1 SECTION MAST ARM TRAFFIC SIGNAL | ea. | TRFP | 11
1105102 |  | 1 WAY, 1 SECTION MAST ARM TRAFFIC SIGNAL - PROGRAMMED | ea. | TRFP | 11
1105103 | 1,640.00 | 1 WAY, 3 SECTION MAST ARM TRAFFIC SIGNAL | ea. | TRFP | 11
1105105 |  | 1 WAY, 5 SECTION MAST ARM TRAFFIC SIGNAL | ea. | TRFP | 11
1105106 |  | 2 WAY, 1 SECTION MAST ARM TRAFFIC SIGNAL | ea. | TRFP | 11
1105107 |  | 2 WAY, 3 SECTION MAST ARM TRAFFIC SIGNAL | ea. | TRFP | 11
1105108 |  | 1 WAY, 5 SECTION BRIDGE MOUNTED TRAFFIC SIGNAL | ea. | TRFP | 11
1105110 |  | 3 WAY, 1 SECTION MAST ARM TRAFFIC SIGNAL | ea. | TRFP | 11
1105111 |  | 3 WAY, 3 SECTION MAST ARM TRAFFIC SIGNAL | ea. | TRFP | 11
1105114 |  | 4 WAY, 1 SECTION MAST ARM TRAFFIC SIGNAL | ea. | TRFP | 11
1105115 |  | 4 WAY, 3 SECTION MAST ARM TRAFFIC SIGNAL | ea. | TRFP | 11
1105125 |  | 2 WAY, 3 - 5 SECTION MAST ARM TRAFFIC SIGNAL | ea. | TRFP | 11
1105150 | 8,800.00 | 1 WAY, 3 SECTION MAST ARM TRAFFIC SIGNAL, PROGRAMMED | ea. | TRFP | 11
1105180 | 1,800.00 | 1 WAY, 1 SECTION BI-COLORED ARROW | ea. | TRAF | 11
1105181 |  | 1 WAY, 1 SECTION BI-COLORED MAST ARM TRAFFIC SIGNAL - PROGRAMMED | ea. | TRFP | 11
1105201 |  | 1 WAY, 1 SECTION POLE MOUNTED TRAFFIC SIGNAL | ea. | TRFP | 11
1105203 | 1,513.71 | 1 WAY, 3 SECTION POLE MOUNTED TRAFFIC SIGNAL | ea. | TRFP | 11
1105207 |  | 2 WAY, 3 SECTION POLE MOUNTED TRAFFIC SIGNAL | ea. | TRFP | 11
1105211 |  | 3 WAY, 3 SECTION POLE MOUNTED TRAFFIC SIGNAL | ea. | TRFP | 11
1105301 |  | 1 WAY, 1 SECTION PEDESTAL MOUNTED TRAFFIC SIGNAL | ea. | TRFP | 11
1105303 | 1,390.90 | 1 WAY, 3 SECTION PEDESTAL MOUNTED TRAFFIC SIGNAL | ea. | TRFP | 11
1105304 |  | 1 WAY, 4 SECTION PEDESTAL MOUNTED TRAFFIC SIGNAL | ea. | TRFP | 11
1105305 |  | 1 WAY, 5 SECTION PEDESTAL MOUNTED TRAFFIC SIGNAL | ea. | TRFP | 11
1105307 | 3,750.00 | 2 WAY, 3 SECTION PEDESTAL MOUNTED TRAFFIC SIGNAL | ea. | TRFP | 11
1105324 |  | 2 WAY, 3 - 4 SECTION PEDESTAL MOUNTED TRAFFIC SIGNAL | ea. | TRFP | 11
1105354 |  | 2 WAY, 1 - 3 SECTION TRAFFIC SIGNAL AND 1 - 1 SECTION PEDESTRIAN SIGNAL PEDESTAL MOUNTED | ea. | TRFP | 11
1105357 |  | 3 WAY 1-3 SECTION TRAFFIC SIGNAL AND 2-1 SECTION PEDESTRIAN SIGNAL PEDESTAL MOUNTED | ea. | TRFP | 11
1105361 |  | 3 WAY, 1 - 4 SECTION TRAFFIC SIGNAL AND 2 - 1 SECTION PEDESTRIAN SIGNAL PEDESTAL MOUNTED | ea. | TRFP | 11
1105400 |  | 1 WAY 3 SECTION BRIDGE MOUNTED TRAFFIC SIGNAL | ea. | TRFP | 11
1105401 |  | 1 WAY 4 SECTION BRIDGE MOUNTED TRAFFIC SIGNAL | ea. | TRFP | 11
1105413 |  | 12'' POLYCARBONATE SIGNAL HEAD | ea. | TRFP | 11
1105414 | 1,794.54 | 1 WAY, 1 SECTION TRAFFIC SIGNAL POLYCARBONATE | ea. | TRFP | 11
1105415 | 1,240.35 | 1 WAY, 3 SECTION TRAFFIC SIGNAL POLYCARBONATE | ea. | TRFP | 11
1105416 | 1,579.18 | 1 WAY, 4 SECTION TRAFFIC SIGNAL POLYCARBONATE | ea. | TRFP | 11
1105417 | 2,095.73 | 1 WAY, 5 SECTION TRAFFIC SIGNAL POLYCARBONATE | ea. | TRFP | 11
1105451 |  | 1 WAY, 3 SECTION SURFACE MOUNTED TRAFFIC SIGNAL | ea. | TRFP | 11
1105490 |  | 1 WAY, 1 SECTION TRAFFIC SIGNAL SIGN MOUNTED | ea. | TRFP | 11
1105503 | 2,286.78 | FLASHER CABINET | ea. | TRFP | 11
1105510 | 150.00 | LED TRAFFIC SIGNAL LAMP UNIT RED (12") | ea. | TRFP | 11
1105511 |  | LED TRAFFIC SIGNAL LAMP UNIT RED 8'' | ea. | TRFP | 11
1105513 | 150.00 | LED TRAFFIC SIGNAL LAMP UNIT GREEN (12'') | ea. | TRFP | 11
1105514 |  | LED TRAFFIC SIGNAL LAMP UNIT GREEN 8'' | ea. | TRFP | 11
1105515 | 150.00 | LED TRAFFIC SIGNAL LAMP UNIT YELLOW (12'') | ea. | TRFP | 11
1105516 |  | LED TRAFFIC SIGNAL LAMP UNIT YELLOW 8'' | ea. | TRFP | 11
1105517 | 263.33 | LED TRAFFIC SIGNAL LAMP UNIT GREEN ARROW (12'') | ea. | TRFP | 11
1105518 | 353.67 | LED TRAFFIC SIGNAL LAMP UNIT BI-COLORED ARROW 12'' | ea. | TRFP | 11
1105519 |  | LED TRAFFIC SIGNAL LAMP UNIT YELLOW ARROW (12'') | ea. | TRFP | 11
1105521 |  | TUNNEL VISORS | ea. | TRFP | 11
1105522 | 200.00 | LED TRAFFIC SIGNAL LAMP UNIT RED ARROW (12'') | ea. | TRFP | 11
1105523 |  | LANE USE CONTROL SIGNAL | LS | TRFP | 11
1105524 | 1,100.00 | BACKPLATE RETROFIT | ea. | TRFP | 11
1105525 |  | LED TRAFFIC SIGNAL LAMP UNIT GREEN U-TURN ARROW 12" | ea. | TRFP | 11
1105526 |  | LED TRAFFIC SIGNAL LAMP UNIT YELLOW U-TURN ARROW 12" | ea. | TRFP | 11
1105527 |  | LED TRAFFIC SIGNAL LAMP UNIT RED U-TURN ARROW 12" | ea. | TRFP | 11
1105530 |  | BRIDGE MOUNTED TRAFFIC SIGNAL HANGAR ASSEMBLY | ea. | TBD | 11
1105531 | 14,400.00 | INSTALL SIGNAL CASE AT GRADE (2 FEET WIDE X 5 FEET HIGH X 5 FEET TO 10 FEET LONG) | ea. | TRNS | 11
1105532 | 90,000.00 | INSTALL SIGNAL HOUSE AT GRADE (10 FEET WIDE X 40 FEET TO 44 FEET LONG) | ea. | TRNS | 11
1105533 | 90,000.00 | INSTALL SIGNAL HOUSE AT GRADE (10 FEET WIDE x > 44 FEET LONG) | ea. | TRNS | 11
1106001 | 952.44 | 1 WAY PEDESTRIAN SIGNAL POLE MOUNTED | ea. | TRFP | 11
1106002 | 1,622.50 | 2 WAY PEDESTRIAN SIGNAL POLE MOUNTED | ea. | TRFP | 11
1106003 | 820.53 | 1 WAY PEDESTRIAN SIGNAL PEDESTAL MOUNTED | ea. | TRFP | 11
1106004 | 1,427.08 | 2 WAY PEDESTRIAN SIGNAL PEDESTAL MOUNTED | ea. | TRFP | 11
1106006 |  | 3 WAY PEDESTRIAN SIGNAL PEDESTAL MOUNTED | ea. | TRFP | 11
1106030 |  | L.E.D. PEDESTRIAN SIGNAL LAMP UNIT | ea. | TRFP | 11
1107001 |  | PEDESTRIAN PUSH BUTTON AND SIGN POLE MOUNTED | ea. | TRFP | 11
1107002 |  | PEDESTRIAN PUSH BUTTON AND SIGN PEDESTAL MOUNTED | ea. | TRFP | 11
1107003 |  | PEDESTRIAN PUSH BUTTON AND SIGN SURFACE MOUNTED | ea. | TRFP | 11
1107004 |  | PEDESTRIAN PUSH BUTTON AND SIGN CABINET MOUNTED | ea. | TRFP | 11
1107006 |  | PRE-EMPTION PUSH BUTTON | ea. | TRFP | 11
1107007 | 688.65 | PEDESTRIAN PUSH BUTTON AND SIGN (PIEZO) | ea. | TRFP | 11
1107011 | 1,067.42 | ACCESSIBLE PEDESTRIAN SIGNAL AND DETECTOR(TYPE A) | ea. | TRFP | 11
1107012 |  | ACCESSIBLE PEDESTRIAN SIGNAL AND DETECTOR(TYPE B) | ea. | TRFP | 11
1107040 |  | AUDIBLE PEDESTRIAN SIGNAL | ea. | TRFP | 11
1108011 |  | CLOSED LOOP CENTRAL SOFTWARE | ea. | TRFP | 11
1108030 |  | CENTRAL TRAFFIC SYSTEM MASTER | ea. | TRFP | 11
1108110 | 10,138.28 | TRAFFIC SIGNAL CONTROLLER | ea. | TRFP | 11
1108115 |  | FULL ACTUATED CONTROLLER 8 PHASE | ea. | TRFP | 11
1108116 |  | FULL ACTUATED CONTROLLER W/ACTUATED PEDESTRIAN PHASE (6 PHASE) | ea. | TRFP | 11
1108117 | 32,634.50 | FULL ACTUATED CONTROLLER W/ACTUATED PEDESTRIAN PHASE (16 PHASE) | ea. | TRFP | 11
1108163 | 1,877.28 | MODIFY EXISTING CONTROLLER | ea. | TRFP | 11
1108164 | 18,428.50 | MODIFY EXISTING MAIN FIBER HUB | LS | TRFP | 11
1108175 |  | OPEN ARCHITECTURE CONTROLLER | ea. | TRFP | 11
1108187 | 78,480.00 | SYSTEM INTEGRATION | LS | TRFP | 11
1108206 |  | INSTALL STATE FURNISHED TRAFFIC CONTROLLER | ea. | TRFP | 11
1108207 | 2,227.95 | INSTALL STATE FURNISHED TRAFFIC CONTROLLER AND CABINET | ea. | TRFP | 11
1108208 | 677.72 | INSTALL STATE FURNISHED CELLULAR MODEM | ea. | TRFP | 11
1108214 |  | REMOTE COMMUNICATIONS UNIT TERMINATION PANEL AND HARNESS IN NEW CABINET | ea. | TRFP | 11
1108215 |  | REMOTE COMMUNICATIONS UNIT | ea. | TRFP | 11
1108230 |  | MODIFICATIONS TO EXISTING LIGHTING CONTROL CABINET | LS | TRFP | 11
1108440 |  | TRAFFIC CONTROL EQUIPMENT (BRIDGE) | LS | TRFP | 11
1108502 |  | INSTALL PRE-EMPTION PANEL | ea. | TRFP | 11
1108503 | 7,313.00 | TRAFIC SIGNAL UNINTRRUPTIBLE POWER SUPLY (UPS) | ea. | TRFP | 11
1108504 |  | EQUIPMENT RACK | ea. | TRFP | 11
1108539 | 18,428.50 | MODIFY EXISTING OPERATIONS CENTER CONTROL SYSTEM | LS | TRFP | 11
1108578 |  | FULL ACTUATED CONTROLLER 8 PHASE (MODIFIED) | ea. | TRFP | 11
1108599 |  | TRAFFIC CONTROLLER ASSEMBLY, BASE MOUNTED, (TYPE A) | ea. | TRFP | 11
1108600 |  | TRAFFIC CONTROLLER ASSEMBLY, POLE MOUNTED, (TYPE A) | ea. | TRFP | 11
1108625 |  | MODIFY EXISTING MINI-HUB CABINET | LS | TRFP | 11
1108627 | 20,188.86 | TERMINAL (PORT) SERVER | ea. | TRFP | 11
1108628 | 15,340.53 | PORT SHARING DEVICE | ea. | TRFP | 11
1108629 | 23,789.00 | TRAFFIC MANAGEMENT SYSTEM MINI-HUB CABINET | ea. | TRFP | 11
1108633 |  | INSTALL FURNISHED MINI-HUB CABINET | ea. | TRFP | 11
1108634 |  | ROADWAY WEATHER INFORMATION SYSTEM (TYPE A) | ea. | ELEC | 11
1108635 |  | ROADWAY WEATHER INFORMATION SYSTEM (TYPE B) | ea. | ELEC | 11
1108636 |  | ROADWAY WEATHER INFORMATION SYSTEM (TYPE C) | ea. | ELEC | 11
1108637 | 32,476.00 | TRAFFIC CONTROLLER CABINET BASE MOUNTED | ea. | TRFP | 11
1108638 |  | ROADWAY WEATHER INFORMATION SYSTEM (TYPE D) | ea. | ELEC | 11
1108640 |  | INSTALL STATE FURNISHED OVERHEAD SENSOR | ea. | TRFP | 11
1108641 |  | ROADSIDE UNIT (RSU) | ea. | TRFP | 11
1108642 |  | TYPE 170E CONTROLLER AND CABINET | ea. | ELEC | 11
1108644 | 21,874.92 | TRAFFIC MANAGEMENT SYSTEM CABINET | ea. | ELEC | 11
1108645 | 2,523.60 | AUXILIARY TERMINATION CABINET | ea. | ELEC | 11
1108647 |  | TYPE 170E CONTROLLER, AUXILLIARY EQUIPMENT AND TYPE 336S BASE MOUNTED CABINET | ea. | ELEC | 11
1108648 |  | TRAFFIC CONTROLLER CABINET BASE MOUNTED (IMS) | ea. | ELEC | 11
1108649 | 42,550.00 | ADVANCED TRANSPORTATION CONTROLLER, MODEL 2070 | ea. | ELEC | 11
1108650 |  | ONBOARD UNIT (OBU) | ea. | TRFP | 11
1108659 |  | NETBOSS INTEGRATION | est. | ELEC | 11
1108660 | 6,980.17 | ETHERNET SWITCH | ea. | ELEC | 11
1108661 | 92,988.00 | 10/100 BASE - TX ETHERNET SWITCH | ea. | ELEC | 11
1108662 | 15,519.57 | ETHERNET MEDIA CONVERTER | ea. | ELEC | 11
1108663 |  | ETHERNET SWITCH - 36 PORT | ea. | ELEC | 11
1108664 |  | 10/100 ETHERNET ROUTER | ea. | ELEC | 11
1108665 | 5,722.11 | 10/100/1000 BASE - T ETHERNET SWITCH | ea. | ELEC | 11
1108666 |  | MEDIA CONVERTER | ea. | ELEC | 11
1108667 |  | ETHERNET SWITCH - CISCO 3010 | ea. | ELEC | 11
1108668 |  | ETHERNET SWITCH - CISCO 4503E | ea. | ELEC | 11
1108669 |  | ETHERNET SWITCH - CISCO 4924-10GE | ea. | ELEC | 11
1108670 | 4,799.06 | WIRELESS ROUTER | ea. | ELEC | 11
1108671 |  | ETHERNET SWITCH - CISCO IE4000 | ea. | ELEC | 11
1108672 | 1.00 | CISCO PROFESSIONAL SERVICES | est. | ELEC | 11
1108673 |  | ETHERNET SWITCH - CISCO IE4010 | ea. | ELEC | 11
1108674 |  | ETHERNET SWITCH - CISCO IE1000 | ea. | ELEC | 11
1108675 | 21,213.57 | ETHERNET SWITCH - CISCO IE3200 | ea. | ELEC | 11
1108676 |  | ETHERNET SWITCH - CISCO IE5000 | ea. | ELEC | 11
1108677 |  | PENTA PROFESSIONAL SERVICES | est. | ELEC | 11
1108679 |  | ETHERNET SWITCH - CISCO C2960XR | ea. | ELEC | 11
1108680 |  | ETHERNET SWITCH - CISCO C9500 | ea. | ELEC | 11
1108681 | 58,104.22 | ETHERNET SWITCH - CISCO IE9320 | ea. | ELEC | 11
1108690 |  | PELCO PROFESSIONAL SERVICES | est. | ELEC | 11
1108698 |  | 1 GB SPF LX OPTIC | ea. | FACL | 11
1108699 |  | FIBER CONVERSION MODEM | ea. | FACL | 11
1108700 |  | VIDEO DRIVER ASSEMBLY UNIT | LS | ELEC | 11
1108704 | 12,175.06 | OPTICAL VIDEO/DATA TRANSMITTER | ea. | ELEC | 11
1108705 |  | OPTICAL VIDEO/DATA RECEIVER | ea. | ELEC | 11
1108706 |  | FIBER OPTIC VIDEO/DATA TRANSMITTER/ RECEIVER PAIR | ea. | ELEC | 11
1108707 | 72,574.67 | RACK MOUNT OPTICAL VIDEO DATA RECEIVER | ea. | ELEC | 11
1108719 |  | QUICK DISCONNECT HANGER | ea. | ELEC | 11
1108720 |  | OPTICAL DETECTOR | ea. | ELEC | 11
1108721 |  | VIDEO ENCODER | ea. | ELEC | 11
1108722 |  | VEHICLE EMITTER | ea. | ELEC | 11
1108723 |  | VEHICLE EMITTER (MODIFIED) | ea. | ELEC | 11
1108724 | 5,385.80 | PHASE SELECTOR | ea. | ELEC | 11
1108725 | 4,882.95 | PHASE SELECTOR (MODIFIED) | ea. | ELEC | 11
1108726 |  | CONFIRMATION LIGHT | ea. | ELEC | 11
1108727 | 6,501.50 | PHASE SELECTOR (AUDIO) | ea. | ELEC | 11
1108728 |  | VIDEO DISTRIBUTION AMPLIFIER | ea. | ELEC | 11
1108729 |  | VIDEO MPEG4 ENCODER | ea. | ELEC | 11
1108730 |  | VIDEO MPEG4 DECODER | ea. | ELEC | 11
1108740 |  | NETWORK CUSTOMER SERVICE UNIT | ea. | ELEC | 11
1108745 |  | VIDEO AND GRAPHICS WALL EQUIPMENT | LS | ELEC | 11
1108787 |  | CENTRAL COMMUNICATIONS EQUIPMENT, PATCH PANEL | ea. | ELEC | 11
1108790 |  | CLOSED LOOP MASTER UNIT (CLMU) | ea. | ELEC | 11
1108791 |  | CLOSED LOOP LOCAL COORDINATION UNIT (CLLCU) | ea. | ELEC | 11
1108798 |  | CENTRAL COMMUNICATIONS EQUIPMENT | ea. | ELEC | 11
1108807 |  | TEST EQUIPMENT | LS | ELEC | 11
1108808 | 11,843.33 | TRAINING | LS | INCD | 11
1108809 |  | DOCUMENTATION | LS | INCD | 11
1108810 |  | COMPUTER SITE PREPARATION | LS | INCD | 11
1108811 |  | CONTROLLER INTERFACE COMMUNICATIONS UNIT (CICU) | ea. | INCD | 11
1108821 |  | PORTABLE CELLULAR TELEPHONE | ea. | INCD | 11
1108822 |  | PERSONAL COMPUTER | ea. | INCD | 11
1108824 |  | TELE-COMPUTING MODEM | ea. | INCD | 11
1108825 | 13,044.00 | TEST EQUIPMENT | ea. | INCD | 11
1108826 | 5,571.45 | OPTICAL FIBER TERMINATION PATCH PANELS | ea. | ELEC | 11
1108828 |  | CENTRAL COMPUTER HARDWARE | ea. | INCD | 11
1108829 |  | OPTICAL FIBER INTERCONNECT CENTER | ea. | INCD | 11
1108831 |  | PROJECT MANAGEMENT SOFTWARE | LS | INCD | 11
1108832 |  | LAPTOP COMPUTER | ea. | INCD | 11
1108835 |  | TRAFFIC DATA ANALYZER | ea. | INCD | 11
1108836 |  | LOCAL CONTROLLER SOFTWARE | LS | INCD | 11
1108837 |  | LOCAL CONTROLLER SOFTWARE LICENSE | ea. | INCD | 11
1108838 |  | ADVANCED TRAFFIC MANAGEMENT SYSTEM | LS | TRFP | 11
1108839 |  | T-1 FIBER OPTIC MODEM | ea. | INCD | 11
1108840 |  | T-1 CHANNEL BANK | ea. | ELEC | 11
1108841 | 334,188.25 | MULTI-CHANNEL FIBER OPTIC VIDEO MULTIPLEXER/DEMULTIPLEXER | ea. | ELEC | 11
1108842 | 1,866.75 | FIBER OPTIC PATCH PANEL - 24 POSITION | ea. | ELEC | 11
1108843 | 4,640.00 | 12 POSITION WALL MOUNTED FIBER OPTIC PATCH PANEL | ea. | ELEC | 11
1108844 | 2,703.29 | FIBER OPTIC PATCH PANEL - 72 POSITIONS | ea. | ELEC | 11
1108845 |  | FIBER OPTIC PATCH PANEL - 144 POSITION | ea. | ELEC | 11
1108846 |  | FIRE ALARM SYSTEM MODIFICATIONS, WIRE, PROGRAMMING, TESTING | LS | FACL | 11
1108847 |  | RACK AND ROOM MODIFICATIONS | LS | FACL | 11
1108868 |  | CCTV WORKSTATION SOFTWARE LICENSES | ea. | TRFP | 11
1108869 |  | BACKBONE COMMUNICATIONS NETWORK - POWER UPGRADES | LS | ELEC | 11
1108870 |  | BACKBONE COMMUNICATIONS NETWORK | LS | ELEC | 11
1108871 |  | NETWORK MANAGEMENT SYSTEM | LS | ELEC | 11
1108872 | 78,342.74 | VIDEO MANAGEMENT SYSTEM | ea. | INCD | 11
1108873 |  | NETWORK VIDEO RECORDING (NVR) SYSTEM | ea. | INCD | 11
1108874 |  | SONET COMMUNICATIONS NETWORK AND SOFTWARE | LS | ELEC | 11
1108875 |  | FRAME RELAY COMMUNICATIONS NETWORK | LS | ELEC | 11
1108876 |  | INFRARED ILLUMINATOR | ea. | INCD | 11
1108878 |  | CENTRAL CONTROL WORK STATION AND SOUND BOOTH | ea. | INCD | 11
1108879 |  | AUDIO DISTRIBUTION SYSTEM | LS | INCD | 11
1108880 |  | AUDIO DISTRIBUTION SYSTEM | ea. | INCD | 11
1108881 | 783.00 | VIDEO MANAGEMENT SYSTEM SOFTWARE LICENSES | ea. | INCD | 11
1108882 |  | VIDEO MANAGEMENT SYSTEM SUPPORT SERVICES | LS | INCD | 11
1108883 |  | NETWORK VIDEO RECORDER (PELCO) | ea. | ELEC | 11
1108990 |  | HEAD END ACCESS CONTROL SYSTEM SOFTWARE | LS | INCD | 11
1109010 |  | AUXILIARY CABINET (TYPE) | ea. | INCD | 11
1110009 |  | AUTOMATED VEHICLE IDENTIFICATION SYSTEM | LS | TRFP | 11
1111032 |  | LOOP VEHICLE DETECTOR 2 CHANNEL | ea. | TRFP | 11
1111033 |  | LOOP VEHICLE DETECTOR 2 CHANNEL, RACKMOUNT TYPE | ea. | TRFP | 11
1111200.01 |  | TEMPORARY DETECTION (SITE NO. 1) | LS | TRFP | 11
1111200.02 |  | TEMPORARY DETECTION (SITE NO. 2) | LS | TRFP | 11
1111200.03 |  | TEMPORARY DETECTION (SITE NO. 3) | LS | TRFP | 11
1111200.04 |  | TEMPORARY DETECTION (SITE NO. 4) | LS | TRFP | 11
1111200.05 |  | TEMPORARY DETECTION (SITE NO. 5) | LS | TRFP | 11
1111200.06 |  | TEMPORARY DETECTION (SITE NO. 6) | LS | TRFP | 11
1111200.07 |  | TEMPORARY DETECTION (SITE NO. 7) | LS | TRFP | 11
1111200.08 |  | TEMPORARY DETECTION (SITE NO. 8) | LS | TRFP | 11
1111200.09 |  | TEMPORARY DETECTION (SITE NO. 9) | LS | TRFP | 11
1111200.10 |  | TEMPORARY DETECTION (SITE NO. 10) | LS | TRFP | 11
1111200.11 |  | TEMPORARY DETECTION (SITE NO. 11) | LS | TRFP | 11
1111200.12 |  | TEMPORARY DETECTION (SITE NO. 12) | LS | TRFP | 11
1111200.13 |  | TEMPORARY DETECTION (SITE NO. 13) | LS | TRFP | 11
1111200.14 |  | TEMPORARY DETECTION (SITE NO. 14) | LS | TRFP | 11
1111200.15 |  | TEMPORARY DETECTION (SITE NO. 15) | LS | TRFP | 11
1111200.16 |  | TEMPORARY DETECTION (SITE NO. 16) | LS | TRFP | 11
1111200.17 |  | TEMPORARY DETECTION (SITE NO. 17) | LS | TRFP | 11
1111200.18 |  | TEMPORARY DETECTION (SITE NO. 18) | LS | TRFP | 11
1111200.19 |  | TEMPORARY DETECTION (SITE NO. 19) | LS | TRFP | 11
1111200.20 |  | TEMPORARY DETECTION (SITE NO. 20) | LS | TRFP | 11
1111200.21 |  | TEMPORARY DETECTION (SITE NO. 21) | LS | TRFP | 11
1111200.22 |  | TEMPORARY DETECTION (SITE NO. 22) | LS | TRFP | 11
1111200.23 |  | TEMPORARY DETECTION (SITE NO. 23) | LS | TRFP | 11
1111200.24 |  | TEMPORARY DETECTION (SITE NO. 24) | LS | TRFP | 11
1111200.25 |  | TEMPORARY DETECTION (SITE NO. 25) | LS | TRFP | 11
1111401 | 993.33 | LOOP VEHICLE DETECTOR | ea. | TRFP | 11
1111403 |  | PRE-FABRICATED LOOP DETECTOR | ea. | TRFP | 11
1111404 |  | MICROWAVE VEHICLE DETECTOR | ea. | TRFP | 11
1111405 |  | LOOP VEHICLE DETECTOR RACK SYSTEM | ea. | TRFP | 11
1111406 |  | MULTIZONE MICROWAVE PRESENCE DETECTOR | ea. | TRFP | 11
1111407 |  | CAMERA VIDEO DETECTION SYSTEM | ea. | TRFP | 11
1111408 |  | MICROWAVE PEDESTRIAN DETECTOR | ea. | TRFP | 11
1111412 |  | INDUCTIVE LOOP DETECTOR AMPLIFIER | ea. | TRFP | 11
1111413 |  | CAMERA VIDEO DETECTION SYSTEM TYPE 1 (1 CAMERA) | ea. | TRFP | 11
1111414 | 29,933.00 | CAMERA VIDEO DETECTION SYSTEM TYPE 2 (2 CAMERA) | ea. | TRFP | 11
1111415 |  | CAMERA VIDEO DETECTION SYSTEM TYPE 3 (3 CAMERA) | ea. | TRFP | 11
1111416 |  | CAMERA VIDEO DETECTION SYSTEM TYPE 4 (4 CAMERA) | ea. | TRFP | 11
1111420 | 4,443.30 | PIEZO CABLE SENSOR (TYPE 1 ) | ea. | TRFP | 11
1111421 |  | PIEZO CABLE SENSOR (TYPE 2 ) | ea. | TRFP | 11
1111422 |  | REMOVE PIEZO SENSOR | ea. | TRFP | 11
1111423 |  | CRYSTALLINE QUARTZ PIEZO-ELECTRIC WEIGHT SENSORS | ea. | TRAF | 11
1111430 |  | PREFORMED LOOP DETECTOR | l.f. | TRFP | 11
1111431 |  | PREFORMED LOOP DETECTOR (TYPE A) | ea. | TRFP | 11
1111432 |  | PREFORMED LOOP DETECTOR (TYPE B) | ea. | TRFP | 11
1111433 |  | PREFORMED LOOP DETECTOR (TYPE C) | ea. | TRFP | 11
1111434 |  | PREFORMED LOOP DETECTOR (TYPE D) | ea. | TRFP | 11
1111435 |  | PREFORMED LOOP DETECTOR (TYPE E) | ea. | TRFP | 11
1111436 |  | PREFORMED LOOP DETECTOR (TYPE F) | ea. | TRFP | 11
1111451 | 31.04 | LOOP DETECTOR SAW CUT | l.f. | TRFP | 11
1111452 |  | SAW CUT AND PREFABRICATED LOOP DETECTOR | l.f. | TRFP | 11
1111470 |  | TIME CLOCK | ea. | TRFP | 11
1111471 | 2,773.00 | GPS COORDINATION UNIT | ea. | TRFP | 11
1111480 |  | SONIC DETECTOR | ea. | TRFP | 11
1111481 |  | WIRELESS VEHICLE DETECTION - FLEX TRANSCEIVER | ea. | TRFP | 11
1111482 |  | WIRELESS VEHICLE DETECTION - TRANSCEIVER | ea. | TRFP | 11
1111483 |  | WIRELESS VEHICLE DETECTION - RECEIVER | ea. | TRFP | 11
1111484 |  | WIRELESS VEHICLE DETECTION - FREEWAY SENSOR | ea. | TRFP | 11
1111485 |  | WIRELESS VEHICLE DETECTION - INTERSECTION SENSOR | ea. | TRFP | 11
1111486 |  | WIRELESS VEHICLE DETECTION - MASTER CONTACT CLOSURE CARD | ea. | TRFP | 11
1111487 |  | WIRELESS VEHICLE DETECTION - EXPANSION CONTACT CLOSURE CARD | ea. | TRFP | 11
1111494 |  | WIRELESS VEHICLE DETECTION - MASTER CONTACT CLOSURE ETHERNET ACCESS BOX | ea. | TRFP | 11
1111510 |  | S.P.V.D. ANTENNAE | ea. | TRFP | 11
1111511 |  | S.P.V.D. RECEIVER | ea. | TRFP | 11
1111512 |  | S.P.V.D. TRANSMITTER | ea. | TRFP | 11
1111600 | 3,364.55 | EXTENSION BRACKET | ea. | TRFP | 11
1112103 |  | MAGNETIC VEHICLE DETECTOR AND AMPLIFIER | ea. | TRFP | 11
1112104 |  | MAGNETIC DETECTOR AMPLIFIER | ea. | TRFP | 11
1112106 |  | MAGNETIC VEHICLE DETECTOR SINGLE LANE | ea. | TRFP | 11
1112110 |  | VEHICLE DETECTION MONITOR | ea. | TRFP | 11
1112200 |  | DETECTOR | ea. | TRFP | 11
1112201 |  | DETECTOR - WIDE BEAM | ea. | TRFP | 11
1112203 |  | DETECTOR DATA MULTIPLEXER | ea. | TRFP | 11
1112204 |  | DETECTOR-EXTENDED RANGE | ea. | TRFP | 11
1112205 | 15,494.87 | RADAR DETECTOR | ea. | TRFP | 11
1112206 |  | RS-232 FIBER OPTIC TRANSMITTER/RECEIVER | ea. | TRFP | 11
1112207 | 1,052.33 | SIREN DETECTOR | ea. | TRFP | 11
1112208 |  | CAMERA EXTENSION BRACKET - MAST ARM ASSEMBLY | ea. | TRFP | 11
1112209 |  | CAMERA EXTENSION BRACKET | ea. | TRFP | 11
1112210 | 21,314.54 | CAMERA ASSEMBLY | ea. | TRFP | 11
1112211 |  | CAMERA PROTOTYPE | ea. | TRFP | 11
1112212 |  | CAMERA PROTOTYPE TUNNEL TYPE | ea. | TRFP | 11
1112213 |  | CAMERA ASSEMBLY TUNNEL TYPE | ea. | TRFP | 11
1112214 | 5,958.00 | IP VIDEO CAMERA ASSEMBLY | ea. | TRFP | 11
1112215 |  | CLOSED CIRCUIT TELEVISION SYSTEM | LS | TRFP | 11
1112216 | 179,496.00 | CAMERA LOWERING DEVICE ASSEMBLY TYPE A | ea. | TRFP | 11
1112217 | 60,488.33 | CAMERA LOWERING DEVICE ASSEMBLY TYPE B | ea. | TRFP | 11
1112218 |  | CCTV MOUNTING BRACKET | ea. | TRFP | 11
1112219 |  | RELOCATE CCTV CAMERA STATION | LS | TRFP | 11
1112220 |  | TWISTED PAIR CABLE | l.f. | TRFP | 11
1112221 | 12,000.00 | CCTV SYSTEM | ea. | TRFP | 11
1112222 |  | CAMERA LOWERING DEVICE ASSEMBLY TYPE B STRUCTURE MOUNTED | ea. | TRFP | 11
1112223 |  | CAMERA POWER SUPPLY | ea. | TRFP | 11
1112224 |  | CAMERA LOWERING DEVICE ASSEMBLY | ea. | TRFP | 11
1112225 |  | INSTALL STATE FURNISHED CAMERA ASSEMBLY | ea. | TRFP | 11
1112226 | 8,445.57 | PTZ CAMERA DOME | ea. | TRFP | 11
1112227 | 4,387.79 | FIXED MOUNT CAMERA DOME | ea. | TRFP | 11
1112228 |  | CCTV CABINET - BASE MOUNTED | ea. | TRFP | 11
1112229 |  | CCTV CABINET - BASE MOUNTED FOUNDATION | ea. | TRFP | 11
1112230 |  | CCTV CABINET - WALL/SURFACE MOUNTED | ea. | TRFP | 11
1112231 |  | CCTV JUNCTION BOX | ea. | TRFP | 11
1112232 |  | CCTV ANALOG ELEVATOR DOME CAMERA | ea. | TRFP | 11
1112233 |  | CCTV POWER SUPPLY - RACK MOUNT | ea. | TRFP | 11
1112234 |  | CCTV POWER SUPPLY - OUTDOOR | ea. | TRFP | 11
1112235 |  | CCTV POLE TYPE A - STRAIGHT POLE | ea. | TRFP | 11
1112236 |  | CCTV POLE TYPE B - DUAL MAST ARM | ea. | TRFP | 11
1112237 | 98,075.60 | REMOTE CCTV CABINET | ea. | TRFP | 11
1112238 |  | REMOVAL, STORAGE, AND TRANSFER OF CCTV EQUIPMENT | ea. | TRFP | 11
1112239 |  | SPLICE/PULLBOX SURFACE MOUNT | ea. | TRFP | 11
1112241 | 4,784.09 | FIBER OPTIC CABLE SPLICE ENCLOSURE | ea. | ELEC | 11
1112242 | 4,161.19 | FIBER OPTIC SPLICE ENCLOSURE (SIGNAL) | ea. | ELEC | 11
1112243 |  | FIBER OPTIC CABLE STORAGE "SNOW SHOE" | ea. | ELEC | 11
1112244 |  | REMOVAL, STORAGE, AND TRANSFER OF CCTV EQUIPMENT | LS | TRFP | 11
1112245 |  | CCTV CABINET - PECK BRIDGE | ea. | TRFP | 11
1112246 |  | CCTV CABINET - CONCRETE PAD | ea. | TRFP | 11
1112247 | 10,181.46 | REMOTE SWITCH CABINET BASE | ea. | TRFP | 11
1112248 | 835.91 | 60W POE POWER INJECTOR | ea. | TRFP | 11
1112249 | 1,919.65 | PTZ POWER SUPPLY | ea. | TRFP | 11
1112250 |  | EQUIPMENT OPERATIONS | mo. | INCD | 11
1112251 |  | EQUIPMENT OPERATIONS - CONCRETE COMMUNICATIONS SHELTER | mo. | INCD | 11
1112252 | 1.00 | EQUIPMENT OPERATIONS (ESTIMATED COST) | est. | INCD | 11
1112253 |  | CCTV POLE TYPE C - DUAL CAMERA MAST ARM | ea. | TRFP | 11
1112254 |  | CCTV POLE TYPE D - MAST ARM | ea. | TRFP | 11
1112255 |  | IR ILLUMINATOR POWER SUPPLY - RACK MOUNT | ea. | ELEC | 11
1112256 | 2,202.16 | POE SURGE PROTECTION CHASSIS - RACK MOUNT | ea. | ELEC | 11
1112257 | 2,202.09 | POE SURGE PROTECTION CHASSIS - WALL MOUNT | ea. | ELEC | 11
1112258 | 941.12 | POE SURGE PROTECTION MODULE | ea. | ELEC | 11
1112259 |  | VIDEO DETECTION PROCESSOR | ea. | INCD | 11
1112260 |  | CENTRAL VIDEO HARDWARE | LS | INCD | 11
1112261 |  | CENTRAL EQUIPMENT | LS | INCD | 11
1112262 |  | VIDEO SURVEILLANCE SYSTEM | LS | TBD | 11
1112263 | 11,196.40 | CCTV POLE TYPE B - STRAIGHT POLE | ea. | TRFP | 11
1112264 |  | FIBER OPTIC CABLE, DS,SM,TB - 48 FIBER, AERIALLY INSTALLED | l.f. | ELEC | 11
1112265 |  | FIBER OPTIC CABLE-DS,SM,LB- 72 FIBER, UNINSTALLED | l.f. | ELEC | 11
1112266 |  | FIBER OPTIC CABLE DS,SM,LB- 72 FIBER,AERIALLY INSTALLED | l.f. | ELEC | 11
1112267 |  | FIBER OPTIC CABLE DS,SM, LB- 72 FIBER,IN CONDUIT | l.f. | ELEC | 11
1112268 | 3,194.00 | FIBER OPTIC DIRECTIONAL COUPLERS | ea. | ELEC | 11
1112269 |  | FIBER OPTIC INTERCONNECT CABINET | ea. | ELEC | 11
1112270 |  | CCTV POLE TYPE E - OFF PLATFORM DUAL CAMERA MAST ARM | ea. | ELEC | 11
1112271 |  | FIBER OPTIC CABLE, DISPERSION SHIFTED, SM, TIGHT BUFFERED (2 FIBERS) | l.f. | ELEC | 11
1112272 |  | FIBER OPTIC CABLE, DISPERSION SHIFTED, SM, LOOSE BUFFERED (12 FIBERS) | l.f. | ELEC | 11
1112273 |  | CCTV POLE TYPE F - OFF PLATFORM MAST ARM | ea. | ELEC | 11
1112274 |  | CCTV POLE TYPE G - OFF PLATFORM STRAIGHT POLE | ea. | ELEC | 11
1112275 |  | CCTV POLE TYPE V - GRADE MOUNT STRAIGHT POLE | ea. | TRFP | 11
1112276 |  | CCTV POLE TYPE W - GRADE MOUNT DUAL CAMERA STRAIGHT POLE | ea. | TRFP | 11
1112277 |  | CCTV POLE TYPE X - GRADE MOUNT DUAL CAMERA MAST ARM | ea. | TRFP | 11
1112278 |  | CCTV POLE TYPE Y - GRADE MOUNT MAST ARM | ea. | TRFP | 11
1112279 |  | CCTV POLE TYPE Z - GRADE MOUNT DUAL MAST ARM | ea. | TRFP | 11
1112279.01 |  | CCTV POLE FOUNDATION | ea. | TRFP | 11
1112280 |  | FIBER OPTIC PASSIVE COMPONENTS | ea. | ELEC | 11
1112281 |  | VEHICLE DETECTION CAMERA ASSEMBLY | ea. | INCD | 11
1112282 |  | VIDEO AND RADAR VEHICLE DETECTION SYSTEM | ea. | TRFP | 11
1112283 | 6,181.25 | MULTI-SENSOR (4-LENS) DOME CAMERA | ea. | TRFP | 11
1112284 | 2,985.02 | VEHICLE DETECTION MONITOR | ea. | INCD | 11
1112285 | 7,183.34 | THERMAL VIDEO DETECTOR ASSEMBLY | ea. | INCD | 11
1112286 | 5,742.64 | 360- DEGREE CAMERA ASSEMBLY | ea. | TRFP | 11
1112287 | 20,070.30 | 360-DEGREE VIDEO DETECTION PROCESSOR | ea. | INCD | 11
1112288 | 7,044.35 | IP VIDEO DETECTION CAMERA ASSEMBLY | ea. | TRFP | 11
1112289 |  | 360-DEGREE CLOSED LOOP SYSTEM VIDEO DETECTION PROCESSOR | ea. | INCD | 11
1112290 |  | REPAIR FIBER OPTIC CABLE - COMPLETE | ea. | ELEC | 11
1112291 | 4,733.64 | DUAL SENSOR (2-LENS) DOME CAMERA | ea. | TRFP | 11
1112292 |  | 90W POE POWER INJECTOR | ea. | TRFP | 11
1112293 |  | RELOCATE FIBER OPTIC CABLE | LS | ELEC | 11
1112294 | 36.40 | RELOCATE IMS FIBER OPTIC CABLE | l.f. | ELEC | 11
1112295 |  | RELOCATION OF IMS FIBER OPTIC CABLE | LS | ELEC | 11
1112296 |  | MAINTAINING EXISTING IMS (ESTIMATED COST) | est. | ELEC | 11
1112300 |  | SECURITY SYSTEMS AND ELECTRIC GATE OPERATORS | ea. | ELEC | 11
1112301 |  | GATE OPERATOR | ea. | ELEC | 11
1112302 | 102,211.00 | ACCESS CONTROL SYSTEM | LS | TBD | 11
1112347 |  | PTZ CAMERA DOME BUILT-IN INFRARED ILLUMINATORS | ea. | TRFP | 11
1112348 |  | INSTALL CAMERA LOWERING DEVICE ON EXISTING POLE (TYPE A) | ea. | TRFP | 11
1112349 | 23,371.38 | INSTALL CAMERA LOWERING DEVICE ON EXISTING POLE (TYPE B) | ea. | TRFP | 11
1112360 |  | 360 DEGREE DOME CAMERA | ea. | TRFP | 11
1112410 | 1,161.40 | DETECTOR (TYPE A) | ea. | TRFP | 11
1112411 |  | DETECTOR (TYPE B) | ea. | TRFP | 11
1112412 |  | DETECTOR (TYPE C) | ea. | TRFP | 11
1112413 | 1,024.05 | DETECTOR (TYPE A) (MODIFIED) | ea. | TRFP | 11
1112414 |  | DETECTOR (TYPE B) (MODIFIED) | ea. | TRFP | 11
1112415 |  | DETECTOR (TYPE C) (MODIFIED) | ea. | TRFP | 11
1112470 | 1,484.15 | PRE-EMPTION SYSTEM CHASSIS | ea. | ELEC | 11
1112471 | 1,259.42 | PRE-EMPTION SYSTEM CHASSIS (MODIFIED) | ea. | ELEC | 11
1112999 |  | SPREAD SPECTRUM RADIO ASSEMBLY | LS | ELEC | 11
1113000 | 4.31 | 2 CONDUCTOR NO. 6 AWG TYPE SE STYLE THW | l.f. | ELEC | 11
1113003 |  | 3 CONDUCTOR NO. 8 AWG TYPE SE STYLE RHW | l.f. | ELEC | 11
1113004 | 3.53 | 2 CONDUCTOR NO. 8 AWG TYPE SE STYLE THW | l.f. | ELEC | 11
1113005 |  | 2 CONDUCTOR NO. 8 AWG TYPE SE STYLE RHW OR THW | l.f. | ELEC | 11
1113006 | 2.50 | 2 CONDUCTOR NO. 10 AWG. TYPE SE STYLE THW | l.f. | ELEC | 11
1113007 |  | 3 CONDUCTOR NO. 4 AWG TYPE SE STYLE THW | l.f. | ELEC | 11
1113008 | 3.90 | 3 CONDUCTOR NO. 6 AWG TYPE SE STYLE THW | l.f. | ELEC | 11
1113010 |  | 1 CONDUCTOR NO. 10 AWG. TYPE SE STYLE THW OR THWN | l.f. | ELEC | 11
1113011 | 3.90 | 3 CONDUCTOR NO. 10 AWG THWN | l.f. | ELEC | 11
1113012 |  | 3 CONDUCTOR NO. 12 AWG THWN | l.f. | ELEC | 11
1113014 | 5.02 | 3 CONDUCTOR NO. 8 AWG TYPE SE STYLE THW | l.f. | ELEC | 11
1113016 |  | 2 CONDUCTOR NO. 8 AWG. TYPE SE | l.f. | ELEC | 11
1113019 |  | 3 CONDUCTOR NO. 2 AWG TYPE SE, STYLE THW | l.f. | ELEC | 11
1113020 |  | 6 STRAND FIG.8 FIBER OPTIC INTERCONNECT CABLE | l.f. | ELEC | 11
1113021 |  | 6 STRAND FIBER OPTIC INTERCONNECT CABLE | l.f. | ELEC | 11
1113022 |  | 12 STRAND FIGURE 8 FIBER OPTIC INTERCONNECT CABLE | l.f. | ELEC | 11
1113023 |  | 12 STRAND FIBER OPTIC INTERCONNECT CABLE | l.f. | ELEC | 11
1113026 |  | 36 STRAND FIBER OPTIC INTERCONNECT CABLE | l.f. | ELEC | 11
1113027 |  | 24 STRAND FIBER OPTIC INTERCONNECT CABLE | l.f. | ELEC | 11
1113030 |  | 12 STRAND FIBER OPTIC DROP CABLE | l.f. | ELEC | 11
1113031 |  | 6 FIBER OPTIC SINGLE MODE CABLE - AERIAL | l.f. | ELEC | 11
1113032 |  | 12 FIBER OPTIC SINGLE MODE CABLE - AERIAL | l.f. | ELEC | 11
1113033 | 20.85 | 4 STRAND SINGLE MODE FIBER OPTIC CABLE | l.f. | ELEC | 11
1113036 |  | 6 FIBER OPTIC SINGLE MODE CABLE IN CONDUIT | l.f. | ELEC | 11
1113037 | 34.56 | 12 FIBER OPTIC SINGLE MODE CABLE IN CONDUIT | l.f. | ELEC | 11
1113039 |  | 24 FIBER OPTIC SINGLE MODE CABLE IN CONDUIT | l.f. | ELEC | 11
1113040 |  | 144 STRAND FIBER OPTIC CABLE INTERCONNECT CABLE | l.f. | ELEC | 11
1113041 |  | 6 FIBER OPTIC SINGLE MODE DROP CABLE | l.f. | ELEC | 11
1113042 |  | 144 STRAND SINGLE-MODE FIBER OPTIC CABLE | l.f. | ELEC | 11
1113043 | 56.01 | 24 STRAND SINGLE-MODE FIBER OPTIC CABLE | l.f. | ELEC | 11
1113044 |  | 24 STRAND MULTI-MODE FIBER OPTIC CABLE | l.f. | ELEC | 11
1113045 |  | 4 STRAND MULTI-MODE FIBER OPTIC CABLE | l.f. | ELEC | 11
1113046 |  | SINGLE MODE FIBER OPTIC CABLE, 6 FIBER | l.f. | ELEC | 11
1113047 |  | SINGLE MODE FIBER OPTIC CABLE, 12 FIBER | l.f. | ELEC | 11
1113048 |  | 12 STRAND FIBER OPTIC SINGLE MODE FIBER OPTIC DROP CABLE | l.f. | ELEC | 11
1113049 | 4.41 | 2 CONDUCTOR NO. 8 CABLE | l.f. | ELEC | 11
1113050 | 3.07 | 2 CONDUCTOR NO. 14 CABLE | l.f. | ELEC | 11
1113053 |  | 7 CONDUCTOR NO. 20 CABLE | l.f. | ELEC | 11
1113054 |  | 12 CONDUCTOR NO. 20 CABLE | l.f. | ELEC | 11
1113055 |  | SINGLE MODE FIBER OPTIC DROP CABLE | l.f. | ELEC | 11
1113056 |  | 18 STRAND FIBER OPTIC SINGLE MODE FIBER OPTIC DROP CABLE | l.f. | ELEC | 11
1113057 |  | 3 CONDUCTOR 1/0 AWG TYPE SE STYLE THW | l.f. | ELEC | 11
1113058 |  | 3 CONDUCTOR 4/0 AWG TYPE SE STYLE THW | l.f. | ELEC | 11
1113059 |  | TRAFFIC FLOW MONITOR | ea. | ELEC | 11
1113060 |  | 3 CONDUCTOR NO. 2/0 AWG TYPE SE STYLE THW | l.f. | ELEC | 11
1113061 |  | 3 CONDUCTOR NO. 350 KCMIL TYPE SE STYLE THW | l.f. | ELEC | 11
1113062 | 4.91 | 3 CONDUCTOR NO. 8 CABLE | l.f. | ELEC | 11
1113063 |  | 1 CONDUCTOR NO. 2 AWG TYPE SE STYLE RHW-2 | l.f. | ELEC | 11
1113064 |  | 1 CONDUCTOR NO. 3 AWG TYPE SE STYLE RHW-2 | l.f. | ELEC | 11
1113065 |  | 1 CONDUCTOR NO. 4 AWG TYPE SE STYLE RHW-2 | l.f. | ELEC | 11
1113066 |  | 1 CONDUCTOR NO. 12 AWG TYPE SE STYLE RHW-2 | l.f. | ELEC | 11
1113067 |  | 1 CONDUCTOR NO. 1/0 AWG TYPE SE STYLE RHW-2 | l.f. | ELEC | 11
1113068 |  | 1 CONDUCTOR NO. 3/0 AWG TYPE SE STYLE RHW-2 | l.f. | ELEC | 11
1113069 |  | 12 STRAND MULTI-MODE FIBER OPTIC CABLE | l.f. | ELEC | 11
1113070 | 18.65 | FIBER OPTIC CABLE | l.f. | ELEC | 11
1113099 |  | 2 CONDUCTOR NO. 12 CABLE | l.f. | ELEC | 11
1113100 |  | 3 CONDUCTOR NO. 12 CABLE | l.f. | ELEC | 11
1113101 | 2.00 | 3 CONDUCTOR NO. 14 CABLE | l.f. | ELEC | 11
1113102 | 2.62 | 5 CONDUCTOR NO. 14 CABLE | l.f. | ELEC | 11
1113103 | 2.97 | 7 CONDUCTOR NO. 14 CABLE | l.f. | ELEC | 11
1113104 | 3.42 | 9 CONDUCTOR NO. 14 CABLE | l.f. | ELEC | 11
1113106 | 3.55 | 12 CONDUCTOR NO. 14 CABLE | l.f. | ELEC | 11
1113107 | 8.35 | 15 CONDUCTOR NO. 14 CABLE | l.f. | ELEC | 11
1113109 | 7.77 | 21 CONDUCTOR NO. 14 CABLE | l.f. | ELEC | 11
1113110 |  | 2 CONDUCTOR NO. 4 CABLEM | l.f. | ELEC | 11
1113116 |  | 3 CONDUCTOR NO. 16 CABLE | l.f. | ELEC | 11
1113117 |  | 4 CONDUCTOR NO. 4 CABLE | l.f. | ELEC | 11
1113124 |  | 24 CONDUCTOR NO. 14 CABLE | l.f. | ELEC | 11
1113125 | 7.37 | 25 CONDUCTOR NO. 14 CABLE | l.f. | ELEC | 11
1113127 |  | 7 CONDUCTOR NO. 10 CABLE | l.f. | ELEC | 11
1113136 |  | INSTALL STATE FURNISHED INTERCONNECT CABLE | l.f. | ELEC | 11
1113148 |  | 12 CONDUCTOR NO. 14 INTERCONNECT CABLE | l.f. | ELEC | 11
1113151 | 18.24 | 1 CONDUCTOR NO. 1 AWG CABLE | l.f. | ELEC | 11
1113158 | 2.46 | 1 CONDUCTOR NO. 8 AWG CABLE | l.f. | ELEC | 11
1113160 |  | 1 CONDUCTOR NO. 10 AWG CABLE | l.f. | ELEC | 11
1113175 |  | FIBER OPTIC CABLE - 48 FIBER | l.f. | ELEC | 11
1113179 | 9.71 | 360-DEGREE SYSTEM FIBER OPTIC CABLE | l.f. | ELEC | 11
1113180 |  | 36 STRAND FIGURE 8 FIBER OPTIC INTERCONNECT CABLE | l.f. | ELEC | 11
1113181 |  | 72 STRAND FIGURE 8 FIBER OPTIC INTERCONNECT CABLE | l.f. | ELEC | 11
1113182 | 5.91 | 360-DEGREE SYSTEM LONG RANGE CABLE | l.f. | ELEC | 11
1113185 |  | 72 STRAND FIBER OPTIC INTERCONNECT CABLE | l.f. | ELEC | 11
1113200 |  | INSTALLATION AND REMOVAL OF FIRE ALARM CABLE | LS | ELEC | 11
1113216 |  | 2 PAIR NO. 16 CABLE | l.f. | ELEC | 11
1113396 |  | CABLE CLOSURE (TYPE C) | ea. | ELEC | 11
1113397 |  | CABLE CLOSURE (TYPE B) | ea. | ELEC | 11
1113398 | 887.40 | CABLE CLOSURE (TYPE A) | ea. | ELEC | 11
1113399 | 1,118.30 | CABLE CLOSURE | ea. | ELEC | 11
1113405 |  | #16 AWG, 12 TWISTED PAIR COMMUNICATION CABLE | l.f. | ELEC | 11
1113407 |  | 12 PAIR NO. 16 INTERCONNECTOR | l.f. | ELEC | 11
1113410 |  | 12 PAIR NO. 16 INTERCONNECTOR | l.f. | ELEC | 11
1113412 |  | 6 PAIR NO. 16 INTERCONNECT CABLE | l.f. | ELEC | 11
1113418 |  | SHIELDED COMMUNICATION CABLE, NO. 16 AWG, 12 TWISTED PAIR | l.f. | ELEC | 11
1113420 |  | COMMUNICATIONS CABLE, NO. 19 AWG 6 PAIR | l.f. | ELEC | 11
1113421 |  | COMMUNICATION CABLE, NO. 19 AWG, 25 PAIR OVERHEAD | l.f. | ELEC | 11
1113422 |  | COMMUNICATION CABLE, NO. 19 AWG, 25 PAIR IN TRENCH | l.f. | ELEC | 11
1113425 |  | COMMUNICATION CABLE, NO. 19 AWG, 12 PAIR IN CONDUIT | l.f. | ELEC | 11
1113431 | 4.88 | #16 AWG, 6 TWISTED PAIR COMMUNICATION CABLE | l.f. | ELEC | 11
1113432 |  | #16 AWG, 12 TWISTED PAIR, FIGURE 8, COMMUNICATION CABLE | l.f. | ELEC | 11
1113433 |  | COMMUNICATION CABLE NO. 19 AWG, 12 PAIR OVERHEAD | l.f. | ELEC | 11
1113434 | 12.00 | #16 AWG, 6 TWISTED PAIR, FIGURE 8, COMMUNICATION CABLE | l.f. | ELEC | 11
1113435 |  | COMMUNICATIONS CABLE NO. 22 AWG 25 PAIR | l.f. | ELEC | 11
1113444 |  | COMMUNICATION CABLE NO. 19 AWG - 18 PAIR IN CONDUIT | l.f. | ELEC | 11
1113445 |  | COMMUNICATION CABLE NO. 19 AWG - 18 PAIR IN LOW POTENTIAL (L.P.) SUBWAY | l.f. | ELEC | 11
1113446 | 28.75 | NO. 19 AWG,12 TWISTED PAIR, COMMUNICATION CABLE | l.f. | ELEC | 11
1113447 |  | NO.19 AWG, 12 TWISTED PAIR, FIGURE 8, COMMUNICATION CABLE | l.f. | ELEC | 11
1113449 |  | OUTRIGGERS | ea. | TRFP | 11
1113450 |  | TWISTED PAIR VIDEO AMPLIFIER SYSTEM | LS | ELEC | 11
1113454 |  | #19 AWG, 25 PAIR COMMUNICATION CABLE | l.f. | ELEC | 11
1113455 |  | #22 AWG, 6 PAIR COMMUNICATION CABLE | l.f. | ELEC | 11
1113456 |  | #22 AWG, 12 PAIR COMMUNICATION CABLE | l.f. | ELEC | 11
1113457 |  | #22 AWG, 100 PAIR COMMUNICATION CABLE | l.f. | ELEC | 11
1113458 |  | #22 AWG, 200 PAIR COMMUNICATION CABLE | l.f. | ELEC | 11
1113459 |  | #22 AWG, 300 PAIR COMMUNICATION CABLE | l.f. | ELEC | 11
1113460 |  | 50 PAIR UNDERGROUND COMMUNICATION CABLE | l.f. | ELEC | 11
1113461 |  | 100 PAIR UNDERGROUND COMMUNICATION CABLE | l.f. | ELEC | 11
1113462 |  | 200 PAIR UNDERGROUND COMMUNICATION CABLE | l.f. | ELEC | 11
1113506 | 6,509.24 | RELOCATE INTERCONNECT CABLE | LS | ELEC | 11
1113530 |  | 12 FIBER PRE-TERMINATED SINGLE MODE CABLE - AERIAL | l.f. | ELEC | 11
1113531 |  | 12 FIBER PRE-TERMINATED SINGLE MODE CABLE - IN CONDUIT | l.f. | ELEC | 11
1113550 | 2.81 | DETECTOR CABLE (OPTICAL) | l.f. | ELEC | 11
1113552 | 2.83 | DETECTOR CABLE (OPTICAL) (MODIFIED) | l.f. | ELEC | 11
1113601 |  | OPTICAL FIBERCABLE - SINGLE MODE LOOSE BUFFER TUBE CABLE, 2 FIBER | l.f. | ELEC | 11
1113603 |  | OPTICAL FIBERCABLE - SINGLE MODE LOOSE BUFFER TUBE CABLE, 2 FIBER, AERIALLY INSTALLED | l.f. | ELEC | 11
1113604 | 6.01 | OPTICAL FIBERCABLE - SINGLE MODE LOOSE BUFFER TUBE CABLE, 6 FIBER | l.f. | ELEC | 11
1113606 | 5.41 | OPTICAL FIBERCABLE - SINGLE MODE LOOSE BUFFER TUBE CABLE, 12 FIBER | l.f. | ELEC | 11
1113613 |  | OPTICAL FIBER CABLE - SINGLE MODE, LOOSE BUFFER TUBE CABLE, 36 FIBER, AERIALLY INSTALLED | l.f. | ELEC | 11
1113614 |  | REMOVE 15 KV RACEWAY CONDUCTOR | l.f. | ELEC | 11
1113615 |  | OPTICAL FIBERCABLE - SINGLE MODE, LOOSE BUFFER, TUBE CABLE, 48 FIBER AERIALLY INSTALLED | l.f. | ELEC | 11
1113618 | 6.15 | OPTICAL FIBERCABLE - SINGLE MODE LOOSE BUFFER TUBE CABLE, 36 FIBER | l.f. | ELEC | 11
1113619 | 5.20 | OPTICAL FIBERCABLE - SINGLE MODE LOOSE BUFFER TUBE CABLE, 48 FIBER | l.f. | ELEC | 11
1113620 |  | OPTICAL FIBERCABLE - SINGLE MODE LOOSE BUFFER TUBE CABLE, 60 FIBER | l.f. | ELEC | 11
1113621 | 3.95 | OPTICAL FIBERCABLE - SINGLE MODE LOOSE BUFFER TUBE CABLE, 72 FIBER | l.f. | ELEC | 11
1113622 |  | OPTICAL FIBERCABLE - SINGLE MODE LOOSE BUFFER TUBE CABLE, 96 FIBER | l.f. | ELEC | 11
1113623 |  | OPTICAL FIBERCABLE - SINGLE MODE LOOSE BUFFER TUBE CABLE, 120 FIBER | l.f. | ELEC | 11
1113624 |  | OPTICAL FIBERCABLE - SINGLE MODE LOOSE BUFFER TUBE CABLE, 156 FIBER | l.f. | ELEC | 11
1113626 |  | OPTICAL FIBERCABLE - SINGLE MODE LOOSE BUFFER TUBE CABLE, 168 FIBER | l.f. | ELEC | 11
1113627 | 4.30 | OPTICAL FIBERCABLE - SINGLE MODE LOOSE BUFFER TUBE CABLE, 144 FIBER | l.f. | ELEC | 11
1113628 |  | OPTICAL FIBERCABLE - SINGLE MODE LOOSE BUFFER TUBE CABLE, 108 FIBER (PLENUM RATED) | l.f. | ELEC | 11
1113700 |  | OPTICAL FIBERCABLE - MULTI MODE, 24 STRAND WITH INNERDUCT IN CONDUIT | l.f. | ELEC | 11
1113725 | 3.82 | 23 AWG 4 TWISTED PAIR CATEGORY 6 CABLE | l.f. | ELEC | 11
1113726 | 7.48 | NO. 20 AWG, 6 TWISTED PAIR COMMUNICATION CABLE | l.f. | ELEC | 11
1113730 |  | SINGLE MODE FIBER OPTIC CABLE, 24 STRAND | l.f. | ELEC | 11
1113800 |  | CABLE CONDITIONING SYSTEM | LS | ELEC | 11
1113806 | 22.74 | FIBER OPTIC PATCH CABLE | l.f. | ELEC | 11
1113807 |  | TEST EQUIPMENT | LS | INCD | 11
1113812 | 13,010.00 | UNINTERRUPTIBLE POWER SUPPLY | ea. | ELEC | 11
1113813 | 71,629.25 | REMOVAL OF EXISTING ATMS | LS | ELEC | 11
1113814 | 31,934.75 | REMOVAL AND/OR RELOCATION OF EXISTING ATMS | LS | ELEC | 11
1113850 |  | VIDEO IMAGE DETECTION SYSTEM | ea. | TRFP | 11
1113900 |  | RG58A-U COAXIAL ANTENNA CABLE | l.f. | ELEC | 11
1113901 | 5.69 | CAMERA CABLE | l.f. | ELEC | 11
1113902 |  | RG48A-U COAXIAL ANTENNA CABLE | l.f. | ELEC | 11
1113903 |  | RG-6 COAXIAL CABLE | l.f. | ELEC | 11
1113904 |  | CAMERA INTERFACE CABLING | l.f. | ELEC | 11
1113905 |  | COMPOSITE VIDEO CAMERA CABLE | l.f. | ELEC | 11
1113911 | 1.05 | MODIFICATION OF EXISTING RACK | ea. | ELEC | 11
1113912 | 30.67 | INSTALL EXISTING FIBER CABLES THROUGH CONDUITS | l.f. | ELEC | 11
1113913 |  | DEMARCATION BOX | ea. | ELEC | 11
1113914 | 17,084.01 | RACK ENCLOSURE | ea. | ELEC | 11
1113915 |  | ELEVATOR MODIFICATIONS | est. | ELEC | 11
1113916 |  | ELEVATOR DEMARCATION BOX | ea. | ELEC | 11
1113917 | 750,000.00 | REPLACE ELEVATOR | ea. | ELEC | 11
1113995 |  | COMMUNICATIONS CABLE IN UTILITY DUCT | l.f. | ELEC | 11
1113996 |  | COMMUNICATIONS THRU WALL SLEEVES AND SEALS | LS | TBD | 11
1113997 |  | COMMUNICATIONS CABLE IN UTILITY DUCT | l.f. | ELEC | 11
1113998 | 6.09 | COMMUNICATION CABLE | l.f. | TBD | 11
1113999 | 6.12 | EXTENDED LENGTH ETHERNET CABLE | l.f. | ELEC | 11
1114101 | 5.03 | MESSENGER | l.f. | TRAF | 11
1114102 | 7.93 | SPAN WIRE | l.f. | TRFP | 11
1114103 |  | TETHER WIRE | l.f. | TRFP | 11
1114105 | 17.00 | MESSENGER WIRE | l.f. | TRFP | 11
1114106 |  | SPAN WIRE, HIGH STRENGTH | l.f. | TRFP | 11
1114107 | 285.00 | OVERHEAD GUY WIRE REPLACEMENT | l.f. | TRNS | 11
1114201 | 1,892.61 | AUXILIARY EQUIPMENT CABINET | ea. | ELEC | 11
1115001 | 7.89 | 3'' POLYVINYL CHLORIDE CONDUIT | l.f. | ELEC | 11
1115002 |  | 4'' POLYVINYL CHLORIDE CONDUIT | l.f. | ELEC | 11
1115006 | 6.00 | 1 1/2'' POLYVINYL CHLORIDE CONDUIT | l.f. | ELEC | 11
1115008 | 8.00 | 2 1/2'' POLYVINYL CHLORIDE CONDUIT | l.f. | ELEC | 11
1115010 |  | 5'' POLYVINYL CHLORIDE CONDUIT | l.f. | ELEC | 11
1115202 |  | 2'' POLYVINYL CHLORIDE CONDUIT IN TRENCH | l.f. | ELEC | 11
1115203 |  | 2'' POLYVINYL CHLORIDE CONDUIT- SURFACE | l.f. | ELEC | 11
1115204 |  | 2'' POLYVINYL CHLORIDE CONDUIT | l.f. | ELEC | 11
1115205 |  | 2'' POLYVINYL CHLORIDE CONDUIT UNDER ROADWAY | l.f. | ELEC | 11
1115207 |  | 4'' POLYVINYL CHLORIDE CONDUIT - SURFACE | l.f. | ELEC | 11
1116100 |  | INTERNALLY ILLUMINATED SIGN (LED) | ea. | TRFP | 11
1116110 | 4,855.16 | BLANK-OUT SIGN | ea. | TRFP | 11
1117101 | 6,487.76 | ALTERNATE FLASHING SIGNALS FOR WARNING SIGNS | ea. | TRFP | 11
1117104 | 65,138.09 | WRONG WAY DETECTION AND WARNING SYSTEM - AC POWERED | ea. | TRFP | 11
1117105 | 103,691.57 | WRONG WAY DETECTION AND WARNING SYSTEM | ea. | TRFP | 11
1117106 |  | WRONG WAY DETECTION, WARNING AND ALERT SYSTEM | ea. | TRFP | 11
1117107 | 12,057.43 | WRONG WAY DETECTION SIGN UNIT | ea. | TRFP | 11
1117110 | 12,922.80 | RECTANGULAR RAPID FLASHING BEACON (RRFB) TYPE A | ea. | ELEC | 11
1117111 | 9,698.78 | RECTANGULAR RAPID FLASHING BEACON (RRFB) TYPE B | ea. | ELEC | 11
1117112 |  | RETROFIT RECTANGULAR RAPID FLASHING BEACON (RRFB) | LS | ELEC | 11
1117301 |  | LOW BRIDGE WARNING DEVICE | ea. | TRFP | 11
1117303 |  | LOW BRIDGE WARNING DEVICE | LS | TRFP | 11
1117304 |  | REMOVAL AND RELOCATION OF LOW BRIDGE WARNING DEVICE | LS | TRFP | 11
1117408 |  | RAILROAD CABLE INSTALLATION | l.f. | ELEC | 11
1117409 | 1,085.00 | CAT6 PATCH PANEL | ea. | UTIL | 11
1117550 |  | REMOTE CONTROL FLASHING LIGHT | ea. | ELEC | 11
1118007 |  | ADJUST EXISTING SIGNAL INSTALLATION | ea. | TRFP | 11
1118009 |  | ADJUST EXISTING SIGNAL INSTALLATION | LS | TRFP | 11
1118010 |  | REMOVAL OF EXISTING TRAFFIC SIGNAL EQUIPMENT | LS | TRFP | 11
1118012 | 18,904.00 | REMOVAL AND/OR RELOCATION OF TRAFFIC SIGNAL EQUIPMENT | LS | TRFP | 11
1118014 |  | REMOVAL AND/OR RELOCATION OF TRAFFIC SIGNAL EQUIPMENT (SITE NO. 2) | LS | TRFP | 11
1118015 |  | REMOVAL AND/OR RELOCATION OF TRAFFIC SIGNAL EQUIPMENT (SITE NO. 3) | LS | TRFP | 11
1118023 |  | REMOVAL AND/OR RELOCATION OF TRAFFIC EQUIPMENT (SITE NO. 5) | LS | TRFP | 11
1118050.01 |  | TEMPORARY SIGNALIZATION (SITE NO. 1) | LS | TRAF | 11
1118050.02 |  | TEMPORARY SIGNALIZATION (SITE NO. 2) | LS | TRAF | 11
1118050.03 |  | TEMPORARY SIGNALIZATION (SITE NO. 3) | LS | TRAF | 11
1118050.04 |  | TEMPORARY SIGNALIZATION (SITE NO. 4) | LS | TRAF | 11
1118050.05 |  | TEMPORARY SIGNALIZATION (SITE NO. 5) | LS | TRAF | 11
1118050.06 |  | TEMPORARY SIGNALIZATION (SITE NO. 6) | LS | TRAF | 11
1118050.07 |  | TEMPORARY SIGNALIZATION (SITE NO. 7) | LS | TRAF | 11
1118050.08 |  | TEMPORARY SIGNALIZATION (SITE NO. 8) | LS | TRAF | 11
1118050.09 |  | TEMPORARY SIGNALIZATION (SITE NO. 9) | LS | TRAF | 11
1118050.10 |  | TEMPORARY SIGNALIZATION (SITE NO. 10) | LS | TRAF | 11
1118050.11 |  | TEMPORARY SIGNALIZATION (SITE NO. 11) | LS | TRAF | 11
1118050.12 |  | TEMPORARY SIGNALIZATION (SITE NO. 12) | LS | TRAF | 11
1118050.13 |  | TEMPORARY SIGNALIZATION (SITE NO. 13) | LS | TRAF | 11
1118050.14 |  | TEMPORARY SIGNALIZATION (SITE NO. 14) | LS | TRAF | 11
1118050.15 |  | TEMPORARY SIGNALIZATION (SITE NO. 15) | LS | TRAF | 11
1118050.16 |  | TEMPORARY SIGNALIZATION (SITE NO. 16) | LS | TRAF | 11
1118050.17 |  | TEMPORARY SIGNALIZATION (SITE NO. 17) | LS | TRAF | 11
1118050.18 |  | TEMPORARY SIGNALIZATION (SITE NO. 18) | LS | TRAF | 11
1118050.19 |  | TEMPORARY SIGNALIZATION (SITE NO. 19) | LS | TRAF | 11
1118050.20 |  | TEMPORARY SIGNALIZATION (SITE NO. 20) | LS | TRAF | 11
1118050.21 |  | TEMPORARY SIGNALIZATION (SITE NO. 21) | LS | TRAF | 11
1118050.22 |  | TEMPORARY SIGNALIZATION (SITE NO. 22) | LS | TRAF | 11
1118050.23 |  | TEMPORARY SIGNALIZATION (SITE NO. 23) | LS | TRAF | 11
1118050.24 |  | TEMPORARY SIGNALIZATION (SITE NO. 24) | LS | TRAF | 11
1118050.25 |  | TEMPORARY SIGNALIZATION (SITE NO. 25) | LS | TRAF | 11
1118101 | 116,761.90 | TEMPORARY SIGNALIZATION | LS | TRAF | 11
1118111 |  | OVERHEAD ILLUMINATED "STOP AHEAD" SIGN | ea. | TRFP | 11
1118122 | 11,091.00 | INTERNALLY ILLUMINATED SIGN | ea. | TRFP | 11
1118126 |  | ILLUMINATED ADVISORY SIGN | ea. | TRFP | 11
1118250.01 |  | RELOCATE PRE-EMPTION SYSTEM (SITE NO. 1) | LS | TRFP | 11
1118250.02 |  | RELOCATE PRE-EMPTION SYSTEM (SITE NO. 2) | LS | TRFP | 11
1118250.03 |  | RELOCATE PRE-EMPTION SYSTEM (SITE NO. 3) | LS | TRFP | 11
1118250.04 |  | RELOCATE PRE-EMPTION SYSTEM (SITE NO. 4) | LS | TRFP | 11
1118250.05 |  | RELOCATE PRE-EMPTION SYSTEM (SITE NO. 5) | LS | TRFP | 11
1118250.06 |  | RELOCATE PRE-EMPTION SYSTEM (SITE NO. 6) | LS | TRFP | 11
1118250.07 |  | RELOCATE PRE-EMPTION SYSTEM (SITE NO. 7) | LS | TRFP | 11
1118250.08 |  | RELOCATE PRE-EMPTION SYSTEM (SITE NO. 8) | LS | TRFP | 11
1118250.09 |  | RELOCATE PRE-EMPTION SYSTEM (SITE NO. 9) | LS | TRFP | 11
1118250.10 |  | RELOCATE PRE-EMPTION SYSTEM (SITE NO. 10) | LS | TRFP | 11
1118250.11 |  | RELOCATE PRE-EMPTION SYSTEM (SITE NO. 11) | LS | TRFP | 11
1118250.12 |  | RELOCATE PRE-EMPTION SYSTEM (SITE NO. 12) | LS | TRFP | 11
1118250.13 |  | RELOCATE PRE-EMPTION SYSTEM (SITE NO. 13) | LS | TRFP | 11
1118250.14 |  | RELOCATE PRE-EMPTION SYSTEM (SITE NO. 14) | LS | TRFP | 11
1118250.15 |  | RELOCATE PRE-EMPTION SYSTEM (SITE NO. 15) | LS | TRFP | 11
1118250.16 |  | RELOCATE PRE-EMPTION SYSTEM (SITE NO. 16) | LS | TRFP | 11
1118250.17 |  | RELOCATE PRE-EMPTION SYSTEM (SITE NO. 17) | LS | TRFP | 11
1118250.18 |  | RELOCATE PRE-EMPTION SYSTEM (SITE NO. 18) | LS | TRFP | 11
1118250.19 |  | RELOCATE PRE-EMPTION SYSTEM (SITE NO. 19) | LS | TRFP | 11
1118250.20 |  | RELOCATE PRE-EMPTION SYSTEM (SITE NO. 20) | LS | TRFP | 11
1118250.21 |  | RELOCATE PRE-EMPTION SYSTEM (SITE NO. 21) | LS | TRFP | 11
1118250.22 |  | RELOCATE PRE-EMPTION SYSTEM (SITE NO. 22) | LS | TRFP | 11
1118250.23 |  | RELOCATE PRE-EMPTION SYSTEM (SITE NO. 23) | LS | TRFP | 11
1118250.24 |  | RELOCATE PRE-EMPTION SYSTEM (SITE NO. 24) | LS | TRFP | 11
1118250.25 |  | RELOCATE PRE-EMPTION SYSTEM (SITE NO. 25) | LS | TRFP | 11
1118300.01 | 1,097.00 | INSTALL PRE-EMPTION SYSTEM (SITE NO. 01) | LS | TRFP | 11
1118300.02 | 1,021.00 | INSTALL PRE-EMPTION SYSTEM (SITE NO. 02) | LS | TRFP | 11
1118300.03 | 1,173.00 | INSTALL PRE-EMPTION SYSTEM (SITE NO. 03) | LS | TRFP | 11
1118300.04 | 1,173.00 | INSTALL PRE-EMPTION SYSTEM (SITE NO. 04) | LS | TRFP | 11
1118300.05 | 1,097.00 | INSTALL PRE-EMPTION SYSTEM (SITE NO. 05) | LS | TRFP | 11
1118300.06 | 1,097.00 | INSTALL PRE-EMPTION SYSTEM (SITE NO. 06) | LS | TRFP | 11
1118300.07 | 1,021.00 | INSTALL PRE-EMPTION SYSTEM (SITE NO. 07) | LS | TRFP | 11
1118300.08 | 1,324.00 | INSTALL PRE-EMPTION SYSTEM (SITE NO. 08) | LS | TRFP | 11
1118300.09 | 1,097.00 | INSTALL PRE-EMPTION SYSTEM (SITE NO. 09) | LS | TRFP | 11
1118300.10 |  | INSTALL PRE-EMPTION SYSTEM (SITE NO. 10) | LS | TRFP | 11
1118300.11 | 1,173.00 | INSTALL PRE-EMPTION SYSTEM (SITE NO. 11) | LS | TRFP | 11
1130000 | 17.77 | HIGH MOUNTED INTERNALLY ILLU- MINATED FLASHING ARROW | day | TRFP | 11
1130010 | 25.83 | ARROW BOARD | day | TRAF | 11
1131001 | 250.00 | CHANGEABLE MESSAGE SIGN | day | TRFP | 11
1131002 | 40.77 | REMOTE CONTROL CHANGEABLE MESSAGE SIGN | day | TRFP | 11
1131005 |  | CHANGEABLE MESSAGE SIGN WITH RADAR | day | TRFP | 11
1131006 |  | REMOTE CONTROL CHANGEABLE MESSAGE SIGN WITH RADAR | day | TRFP | 11
1131007 |  | PORTABLE WORK ZONE MANAGEMENT SYSTEM DEPLOYMENT | LS | TRAF | 11
1131008 |  | PORTABLE WORK ZONE MANAGEMENT SYSTEM OPERATIONS | mo. | TRAF | 11
1131009 |  | PORTABLE WORK ZONE MANAGEMENT SYSTEM QUEUE TRAILER/SENSOR(PQT) | mo. | TRAF | 11
1131010 |  | PORTABLE WORK ZONE MANAGEMENT SYSTEM CHANGEABLE MESSAGE SIGN (PCMS) | mo. | TRAF | 11
1131011 |  | PORTABLE WORK ZONE MANAGEMENT SYSTEM MOBILE VIDEO TRAILER WITH PAN TILT ZOOM (PTZ) | mo. | TRAF | 11
1131012 |  | PORTABLE WORK ZONE MANAGEMENT SYSTEM CHANGEABLE MESSAGE SIGN/QUEUE SENSOR TRAILER (PCMQ) | ea. | TRAF | 11
1131013 |  | PORTABLE WORK ZONE MANAGEMENT SYSTEM TRAILER RELOCATION | ea. | TRAF | 11
1131014 |  | PORTABLE WORK ZONE MANAGEMENT SYSTEM MOBILE VIDEO CAMERA/QUEUE SENSOR TRAILER (PVQS) | ea. | TRAF | 11
1131015 | 35.29 | RADAR SPEED DISPLAY - TRAILER MOUNT, TOW BEHIND | day | TRAF | 11
1131016 | 2,000.00 | SMART WORK ZONE MOBILE VIDEO CAMERA/QUEUE SENSOR TRAILER (SVQS) | ea. | TRAF | 11
1131017 | 350.00 | SMART WORK ZONE MOBILE VIDEO CAMERA/QUEUE SENSOR TRAILER (SVQS) SERVICE | mo. | TRAF | 11
1131018 | 2,000.00 | SMART WORK ZONE VARIABLE MESSAGE SIGN/QUEUE SENSOR TRAILER (SVMQ) | ea. | TRAF | 11
1131019 | 350.00 | SMART WORK ZONE VARIABLE MESSAGE SIGN/QUEUE SENSOR TRAILER (SVMQ) SERVICE | mo. | TRAF | 11
1131020 | 50,000.00 | SMART WORK ZONE DEPLOYMENT | LS | TRAF | 11
1131021 | 3,890.88 | SMART WORK ZONE OPERATIONS | mo. | TRAF | 11
1131022 | 1,367.55 | SMART WORK ZONE TRAILER RELOCATION | ea. | TRAF | 11
1131023 | 1,500.00 | SMART WORK ZONE QUEUE TRAILER/SENSOR (SQT) | ea. | TRAF | 11
1131024 | 250.00 | SMART WORK ZONE QUEUE TRAILER/SENSOR (SQT) SERVICE | mo. | TRAF | 11
1131025 | 464.54 | SMART WORK ZONE MOBILE VIDEO CAMERA/QUEUE SENSOR TRAILER (SVQS) | mo. | TRAF | 11
1131027 | 96.50 | SMART WORK ZONE QUEUE TRAILER/SENSOR (SQT) | mo. | TRAF | 11
1131028 | 623.24 | SMART WORK ZONE CHANGEABLE MESSAGE SIGN/QUEUE SENSOR TRAILER (SCMQ) | mo. | TRAF | 11
1131029 |  | YOUR SPEED FEEDBACK DISPLAY | ea. | TRAF | 11
1131040 |  | REMOTE CONTROL CHANGEABLE MESSAGE SIGN - MARINE USE) | day | TRFP | 11
1132001 |  | RELOCATE INCIDENT MANAGEMENT SYSTEM | LS | TRFP | 11
1200001 |  | INSPECTION OF OVERHEAD HIGHWAY SIGN SUPPORT | ea. | INCD | 11
1201201 |  | OVERHEAD TRUSS SIGN SUPPORT TYPE OTS 1 | ea. | STRS | 11
1201202 |  | OVERHEAD TRUSS SIGN SUPPORT TYPE OTS 2 | ea. | STRS | 11
1201203 |  | OVERHEAD TRUSS SIGN SUPPORT TYPE OTS 3 | ea. | STRS | 11
1201209 |  | OVERHEAD TRUSS SIGN SUPPORT TYPE OTS 9 | ea. | STRS | 11
1201210 |  | OVERHEAD TRUSS SIGN SUPPORT TYPE OTS 10 | ea. | STRS | 11
1201211 |  | OVERHEAD TRUSS SIGN SUPPORT TYPE OTS 11 | ea. | STRS | 11
1201212 |  | OVERHEAD TRUSS SIGN SUPPORT TYPE OTS 12 | ea. | STRS | 11
1201213 |  | OVERHEAD TRUSS SIGN SUPPORT (TYPE VMS 1) | ea. | STRS | 11
1201214 |  | OVERHEAD TRUSS SIGN SUPPORT (TYPE VMS 2) | ea. | STRS | 11
1201215 |  | OVERHEAD TRUSS SIGN SUPPORT (TYPE VMS 3) | ea. | STRS | 11
1201216 | 237,000.00 | OVERHEAD CANTILEVER SIGN SUPPORT (TYPE VMS 1) | ea. | STRS | 11
1201217 |  | OVERHEAD CANTILEVER SIGN SUPPORT (TYPE VMS 2) | ea. | STRS | 11
1201218 |  | OVERHEAD CANTILEVER SIGN SUPPORT (TYPE VMS 3) | ea. | STRS | 11
1201231 |  | REPAIR OF OVERHEAD SIGN SUPPORT STRUCTURES. | LS | STRS | 11
1201232 |  | REPAIR OF TRUSS SIGN SUPPORT MEMBERS | ea. | STRS | 11
1201233 |  | REPLACE OVERHEAD SIGN SUPPORT TRUSS | LS | STRS | 11
1201235 |  | OVERHEAD TRUSS SIGN SUPPORT | ea. | STRS | 11
1201236 |  | OVERHEAD TRUSS SIGN SUPPORT (SITE 2) | ea. | STRS | 11
1201250 |  | CANTILEVER TRUSS SIGN SUPPORT (TYPE VMS 1) | ea. | STRS | 11
1201251 |  | CANTILEVER TRUSS SIGN SUPPORT (TYPE VMS 2) | ea. | STRS | 11
1201252 |  | CANTILEVER TRUSS SIGN SUPPORT (TYPE VMS 3) | ea. | STRS | 11
1201301 |  | OVERHEAD CANTILEVER SIGN SUPPORT TYPE CS-1 | ea. | STRS | 11
1201302 |  | OVERHEAD CANTILEVER SIGN SUPPORT TYPE CS-2 | ea. | STRS | 11
1201303 |  | OVERHEAD CANTILEVER SIGN SUPPORT TYPE CS-3 | ea. | STRS | 11
1201446 |  | MODIFY EXISTING TUBULAR SIGN SUPPORT STRUCTURE | LS | STRS | 11
1201447 |  | MODIFY EXISTING TUBULAR SIGN SUPPORT | LS | STRS | 11
1201448 |  | RELOCATION OF EXISTING OVERHEAD TUBULAR CANTILEVER SIGN SUPPORTS AND SIGNS | LS | STRS | 11
1201449 |  | MODIFY STRUCTURE MOUNTED SIGN SUPPORT | LS | STRS | 11
1201522 |  | EXTERNAL VIBRATION DAMPENER | ea. | TRFP | 11
1201600 |  | TEMPORARY CANTILEVER SIGN SUPPORT | ea. | STRS | 11
1201601 |  | RELOCATE TEMPORARY CANTILEVER SIGN SUPPORT | ea. | STRS | 11
1201602 | 23,343.00 | SIDE MOUNTED VMS SUPPORT (TYPE 2) | ea. | STRS | 11
1201603 |  | V.M.S. SUPPORT POST | ea. | STRS | 11
1201610 |  | TEMPORARY OVERHEAD SIGN SUPPORT | ea. | STRS | 11
1201800 |  | MILE MARKER SIGN SUPPORT | ea. | STRS | 11
1201801 | 142,795.41 | MONOTUBE BRIDGE SIGN STRUCTURE | ea. | STRS | 11
1201802 | 262,925.48 | 4 CHORD TRUSS BRIDGE SIGN STRUCTURE | ea. | STRS | 11
1201803 |  | 2 CHORD TRUSS CANTILEVER SIGN STRUCTURE | ea. | STRS | 11
1201804 | 85,658.15 | 4 CHORD TRUSS CANTILEVER SIGN STRUCTURE | ea. | STRS | 11
1201999 |  | INSTALL STATE FURNISHED SIGN SUPPORT | LS | TRFP | 11
1202201 |  | OVERHEAD TRUSS SIGN SUPPORT FOUNDATION TYPE OTS 1 | ea. | STRC | 11
1202202 |  | OVERHEAD TRUSS SIGN SUPPORT FOUNDATION-TYPE OTS 2 | ea. | STRC | 11
1202203 |  | OVERHEAD TRUSS SIGN SUPPORT FOUNDATION-TYPE OTS 3 | ea. | STRC | 11
1202209 |  | OVERHEAD TRUSS SIGN SUPPORT FOUNDATION-TYPE OTS 9 | ea. | STRC | 11
1202210 |  | OVERHEAD TRUSS SIGN SUPPORT FOUNDATION-TYPE OTS 10 | ea. | STRC | 11
1202211 |  | OVERHEAD TRUSS SIGN SUPPORT FOUNDATION-TYPE OTS 11 | ea. | STRC | 11
1202212 |  | OVERHEAD TRUSS SIGN SUPPORT FOUNDATION-TYPE OTS 12 | ea. | STRC | 11
1202239 | 73,331.88 | OVERHEAD TRUSS SIGN SUPPORT FOUNDATION | ea. | STRC | 11
1202244 |  | OVERHEAD TRUSS SIGN SUPPORT FOUNDATION (TYPE VMS 1) | ea. | STRC | 11
1202245 |  | OVERHEAD TRUSS SIGN SUPPORT FOUNDATION (TYPE VMS 2) | ea. | STRC | 11
1202246 |  | OVERHEAD TRUSS SIGN SUPPORT FOUNDATION (TYPE VMS 3) | ea. | STRC | 11
1202247 | 83,333.33 | OVERHEAD CANTILEVER SIGN SUPPORT FOUNDATION (TYPE VMS 1) | ea. | STRC | 11
1202248 |  | OVERHEAD CANTILEVER SIGN SUPPORT FOUNDATION (TYPE VMS 2) | ea. | STRC | 11
1202249 |  | OVERHEAD CANTILEVER SIGN SUPPORT FOUNDATION (TYPE VMS 3) | ea. | STRC | 11
1202250 |  | CANTILEVER TRUSS SIGN SUPPORT FOUNDATION | ea. | STRC | 11
1202301 |  | OVERHEAD CANTILEVER SIGN SUPPORT FOUNDATION-TYPE CS 1 | ea. | STRC | 11
1202302 |  | OVERHEAD CANTILEVER SIGN SUPPORT FOUNDATION-TYPE CS 2 | ea. | STRC | 11
1202303 |  | OVERHEAD CANTILEVER SIGN SUPPORT FOUNDATION-TYPE CS 3 | ea. | STRC | 11
1202350 |  | TUBULAR SIGN SUPPORT FOUNDATION | ea. | STRC | 11
1202351 |  | TUBULAR SIGN SUPPORT FOUNDATION IN CONCRETE MEDIAN BARRIER CURB | ea. | STRC | 11
1202352 |  | TUBULAR ARCH SIGN SUPPORT FOUNDATION | ea. | STRC | 11
1202361 |  | OVERHEAD TRUSS SIGN SUPPORT MEDIAN FOUNDATION TYPE 1 | ea. | STRC | 11
1202362 |  | OVERHEAD TRUSS SIGN SUPPORT MEDIAN FOUNDATION TYPE 2 | ea. | STRC | 11
1202363 |  | OVERHEAD TRUSS SIGN SUPPORT MEDIAN FOUNDATION TYPE 3 | ea. | STRC | 11
1202400 |  | TEMPORARY CANTILEVER SIGN SUPPORT FOUNDATION | ea. | STRC | 11
1202401 |  | TEMPORARY TUBULAR ARCH SIGN SUPPORT FOUNDATION | ea. | STRC | 11
1202600 |  | PRECAST CONCRETE FOUNDATION UNIT | ea. | STRC | 11
1202900 | 1,406.56 | ROCK EXCAVATION FOR DRILLED OVERHEAD SIGN SUPPORT FOUNDATION | v.f. | SIGN | 11
1202999 | 46,551.89 | DRILLED SHAFT TRAFFIC STRUCTURE FOUNDATION | ea. | STRC | 11
1203109 | 5,769.72 | SIDE MOUNTED SIGN FOUNDATION | ea. | STRC | 11
1203110 | 329.04 | ROCK EXCAVATION FOR SIDE MOUNTED SIGN SUPPORT FOUNDATION | v.f. | SIGN | 11
1203220 |  | SIDE MOUNTED VMS AND SUPPORT FOUNDATION | ea. | STRC | 11
1203251 |  | REINFORCEMENT OF SIGN SUPPORT POSTS | l.f. | STRS | 11
1203253 |  | MODIFICATION TO OVERHEAD SIGN SUPPORT | LS | STRS | 11
1203254 |  | REINFORCEMENT OF SIGN SUPPORT POSTS | ea. | STRS | 11
1203265 |  | RELOCATION OF EXISTING OVERHEAD TRUSS SIGN SUPPORT | ea. | STRS | 11
1203268 |  | OVERHEAD SIGN STRUCTURE MODIFICATIONS | ea. | STRS | 11
1203580 |  | TEMPORARY OVERHEAD SIGN STRUCTURES | LS | STRS | 11
1203751 |  | STRUCTURE MOUNTED SIGN SUPPORT (TYPE 1) | ea. | STRS | 11
1203752 |  | STRUCTURE MOUNTED SIGN SUPPORT (TYPE 2) | ea. | STRS | 11
1203753 |  | STRUCTURE MOUNTED SIGN SUPPORT (TYPE 3) | ea. | STRS | 11
1203760 | 7,267.05 | PARAPET MOUNTED SIGN SUPPORT | ea. | STRS | 11
1203902 |  | STRUCTURE MOUNTED SIGN SUPPORT | ea. | STRS | 11
1204107 |  | SIGN PANEL - PORCELAIN ENAMEL STEEL | s.f. | SIGN | 11
1204120 |  | INSTALL STATE FURNISHED SIGN FACE SHEET ALUMINUM | s.f. | SIGN | 11
1204121 |  | INSTALL STATE FURNISHED SIGN FACE SHEET ALUMINUM -LARGE SIGNS | s.f. | SIGN | 11
1204122 |  | INSTALL CITY FURNISHED SIGNS | LS | SIGN | 11
1204211 | 182.95 | SIGN PANEL OVERLAY-PLAIN | s.f. | SIGN | 11
1204221 | 188.46 | SIGN PANEL OVERLAY WITH COPY | s.f. | SIGN | 11
1204247 | 1,141.05 | REVISION OF LEGEND | ea. | SIGN | 11
1204252 | 10,417.80 | SERVICE CONSOLE | ea. | TRFP | 11
1204253 | 98,114.25 | SERVICE CONSOLE PIPING | LS | TRFP | 11
1204254 |  | CLEANING CABINET | ea. | FACL | 11
1205046 |  | STREET NAME SIGN | ea. | SIGN | 11
1205100 | 205.00 | SURFACE MOUNTED TUBULAR CHANNELIZING DEVICE | ea. | TRFP | 11
1205102 |  | MILE MARKER D10-2 | ea. | SIGN | 11
1205201 | 74.32 | TYPE DE-1 DELINEATOR | ea. | TRFP | 11
1205202 | 80.74 | TYPE DE-2 DELINEATOR | ea. | TRFP | 11
1205203 | 79.02 | TYPE DE-3 DELINEATOR | ea. | TRFP | 11
1205204 | 51.67 | TYPE DE-4 DELINEATOR | ea. | TRFP | 11
1205205 | 66.00 | TYPE DE-5 DELINEATOR | ea. | TRFP | 11
1205206 |  | TYPE DE-6 DELINEATOR | ea. | TRFP | 11
1205207 | 17.02 | TYPE DE-7 DELINEATOR | ea. | TRFP | 11
1205209 |  | TYPE DE-9 DELINEATOR | ea. | TRFP | 11
1205210 | 45.00 | TYPE DE-4A DELINEATOR | ea. | TRFP | 11
1205214 | 178.33 | TYPE DE-7A DELINEATOR | ea. | TRAF | 11
1205215 |  | TYPE DE-7B DELINEATOR | ea. | TRFP | 11
1205216 |  | TYPE DE-7C DELINEATOR | ea. | TRFP | 11
1205217 | 23.60 | TYPE DE-7D DELINEATOR | ea. | TRFP | 11
1205225 |  | SEASONAL DELINEATOR | ea. | TRFP | 11
1205500 | 40.50 | METAL BEAM RAIL DELINEATOR | ea. | GDRL | 11
1206011 | 87,198.56 | REMOVAL OF EXISTING OVERHEAD SIGNING | LS | SIGN | 11
1206013 | 33,346.34 | REMOVAL OF EXISTING SIGNING | LS | SIGN | 11
1206016 |  | REVISE AND RELOCATE SIGNS | LS | SIGN | 11
1206023 | 21,041.91 | REMOVAL AND RELOCATION OF EXISTING SIGNS | LS | SIGN | 11
1206025 | 213,094.93 | REMOVAL AND RELOCATION OF EXISTING OVERHEAD SIGNS | LS | SIGN | 11
1206029 |  | REMOVE AND RESET EXISTING BRIDGE MOUNTED SIGN | ea. | SIGN | 11
1206036 | 530.00 | REMOVE AND RELOCATE SIGN | ea. | SIGN | 11
1206040 |  | REMOVAL OF EXISTING VMS AND SUPPORTS | ea. | STRS | 11
1206090 |  | RELOCATE SIGN | ea. | SIGN | 11
1206092 | 6,305.50 | RESET SIGNS | LS | SIGN | 11
1206093 |  | RELOCATION OF EXISTING SIGNING | LS | SIGN | 11
1206094 |  | RELOCATION AND REMOVAL OF EXISTING SIGNING | LS | SIGN | 11
1206097 |  | RELOCATION OF EXISTING SIGNING | ea. | SIGN | 11
1206111 |  | REMOVAL AND RELOCATION OF EXISTING SIGNS (SITE NO. 1) | LS | SIGN | 11
1206113 |  | REMOVAL AND RELOCATION OF EXISTING SIGNS (SITE NO. 3) | LS | SIGN | 11
1206115 |  | REMOVAL AND RELOCATION OF EXISTING SIGNS (SITE NO. 5) | LS | SIGN | 11
1206200 |  | MODIFY OVERHEAD SIGN SUPPORT ANCHORAGE | LS | SIGN | 11
1207012 |  | SIGN FACE-EXTRUDED ALUMINUM (ENCAPSULATED LENS) | s.f. | SIGN | 11
1207022 | 123.00 | TEMPORARY SIGN-EXTRUDED ALUMINUM | s.f. | SIGN | 11
1207030 | 5.11 | PAINTING ALUMINUM SIGNS | s.f. | PANT | 11
1207034 |  | SIGN FACE - EXTRUDED ALUMINUM (TYPE IV RETROREFLECTIVE SHEETING) | s.f. | SIGN | 11
1207039 |  | SIGN FACE - EXTRUDED ALUMINUM (TYPE IX RETROREFLECTIVE SHEETING) | s.f. | SIGN | 11
1207041 | 32.51 | SIGN FACE - EXTRUDED ALUMINUM (TYPE XI RETROREFLECTIVE SHEETING) | s.f. | SIGN | 11
1207905 |  | TEMPORARY SIGN-SHEET ALUMINUM (ENCAPSULATED LENS) | s.f. | SIGN | 11
1208902 |  | SIGN FACE-SHEET ALUMINUM (ENCLOSED LENS) | s.f. | SIGN | 11
1208906 |  | SIGN FACE - SHEET ALUMINUM - BRIGHT WIDE ANGLE RETRO- REFLECTIVE SHEETING | s.f. | SIGN | 11
1208907 |  | TEMPORARY SIGN - SHEET ALUMINUM BRIGHT WIDE ANGLE RETRO- REFLECTIVE SHEETING | s.f. | SIGN | 11
1208908 |  | SIGN FACE-SHEET ALUMINUM (ENCAPSULATED LENS) | s.f. | SIGN | 11
1208920 |  | SIGN FACE - SHEET ALUMINUM (FLUORESCENT SHEETING) | s.f. | SIGN | 11
1208927 | 109.30 | SIGN FACE - SHEET ALUMINUM (TYPE IX REFLECTIVE SHEETING) | s.f. | SIGN | 11
1208929 |  | SIGN FACE - SHEET ALUMINUM (TYPE IV REFLECTIVE SHEETING) | s.f. | SIGN | 11
1208930 | 400.00 | V-LOC SIGN POST AND SOCKET | ea. | SIGN | 11
1208931 | 59.79 | SIGN FACE - SHEET ALUMINUM (TYPE IX RETROREFLECTIVE SHEETING) | s.f. | SIGN | 11
1208932 | 100.00 | SIGN FACE - SHEET ALUMINUM (TYPE IV RETROREFLECTIVE SHEETING) | s.f. | SIGN | 11
1208937 | 55.68 | SIGN FACE - SHEET ALUMINUM (TYPE XI RETROREFLECTIVE SHEETING) | s.f. | SIGN | 11
1208996 | 389.58 | METAL SIGN POST | ea. | SIGN | 11
1208997 |  | DECORATIVE SIGN POST | ea. | SIGN | 11
1209002 | 0.60 | PAINTED PAVEMENT MARKINGS 6" WHITE | l.f. | PVMK | 11
1209005 | 0.55 | PAINTED PAVEMENT MARKINGS 4'' WHITE | l.f. | PVMK | 11
1209007 | 0.55 | PAINTED PAVEMENT MARKINGS 4'' YELLOW | l.f. | PVMK | 11
1209008 |  | PAINTED PAVEMENT MARKINGS 8'' WHITE | l.f. | PVMK | 11
1209009 |  | PAINTED PAVEMENT MARKINGS 12'' WHITE | l.f. | PVMK | 11
1209050 | 5.75 | PAINTED PAVEMENT MARKINGS (GENERAL) | s.f. | PVMK | 11
1209114 | 0.28 | HOT-APPLIED PAINTED PAVEMENT MARKINGS 4'' YELLOW | l.f. | PVMK | 11
1209116 | 0.37 | HOT-APPLIED PAINTED PAVEMENT MARKINGS 6'' YELLOW | l.f. | PVMK | 11
1209118 | 0.33 | HOT-APPLIED PAINTED PAVEMENT MARKINGS 8'' YELLOW | l.f. | PVMK | 11
1209124 | 0.29 | HOT-APPLIED PAINTED PAVEMENT MARKINGS 4'' WHITE | l.f. | PVMK | 11
1209126 | 0.16 | HOT-APPLIED PAINTED PAVEMENT MARKINGS 6'' WHITE | l.f. | PVMK | 11
1209128 | 0.37 | HOT-APPLIED PAINTED PAVEMENT MARKINGS 8'' WHITE | l.f. | PVMK | 11
1209129 | 0.40 | HOT-APPLIED PAINTED PAVEMENT MARKINGS 12'' WHITE | l.f. | PVMK | 11
1209131 | 1.50 | HOT-APPLIED PAINTED LEGEND, ARROWS AND MARKINGS | s.f. | PVMK | 11
1209214 |  | YELLOW FAST DRYING PAINTED PAVEMENT MARKINGS 4'' | l.f. | PVMK | 11
1209314 |  | WHITE FAST DRYING PAINTED PAVEMENT MARKINGS 4'' | l.f. | PVMK | 11
1209316 |  | WHITE FAST DRYING PAINTED PAVEMENT MARKINGS 6'' | l.f. | PVMK | 11
1209318 |  | WHITE FAST DRYING PAINTED PAVEMENT MARKINGS 8'' | l.f. | PVMK | 11
1209319 |  | WHITE FAST DRYING PAINTED PAVEMENT MARKINGS 12'' | l.f. | PVMK | 11
1209401 | 2.11 | PAINTED LEGEND, ARROWS AND MARKINGS | s.f. | PVMK | 11
1209405 | 3.68 | PAINTED PAVEMENT MARKINGS (GENERAL) | s.f. | PVMK | 11
1209409 | 12.05 | GREEN FRICTION SURFACE | s.f. | PVMK | 11
1209431 |  | THERMOPLASTIC PAVEMENT LINE - 4'' WHITE | l.f. | PVMK | 11
1209432 |  | THERMOPLASTIC PAVEMENT LINE - 6'' WHITE | l.f. | PVMK | 11
1209433 |  | THERMOPLASTIC PAVEMENT LINE - 8'' WHITE | l.f. | PVMK | 11
1209434 |  | THERMOPLASTIC PAVEMENT LINE - 12'' WHITE | l.f. | PVMK | 11
1209435 |  | THERMOPLASTIC PAVEMENT LINE - 18'' WHITE | l.f. | PVMK | 11
1209441 |  | THERMOPLASTIC PAVEMENT LINE - 4'' YELLOW | l.f. | PVMK | 11
1209467 | 10.00 | THERMOPLASTIC LEGENDS, ARROWS AND MARKINGS | s.f. | PVMK | 11
1209510 | 1.75 | 4'' WHITE PREFORMED PLASTIC PAVEMENT MARKINGS (CLASS I) | l.f. | PVMK | 11
1209511 | 1.75 | 4'' YELLOW PREFORMED PLASTIC PAVEMENT MARKINGS (CLASS I) | l.f. | PVMK | 11
1209512 | 2.50 | 6'' WHITE PREFORMED PLASTIC PAVEMENT MARKINGS (CLASS I) | l.f. | PVMK | 11
1209513 |  | 8'' WHITE PREFORMED PLASTIC PAVEMENT MARKINGS (CLASS I) | l.f. | PVMK | 11
1209517 |  | 12" WHITE PREFORMED PLASTIC PAVEMENT MARKINGS (CLASS I) | l.f. | PVMK | 11
1209520 | 7.00 | PREFORMED PLASTIC PAVEMENT MARKINGS - SYMBOLS AND LEGEND (CLASS I) | s.f. | PVMK | 11
1209521 | 1.38 | PREFORMED BLACK LINE MASK PAVEMENT MARKING TAPE (6") | l.f. | PVMK | 11
1209522 | 1.20 | PREFORMED BLACK LINE MASK PAVEMENT MARKING TAPE (8'') | l.f. | PVMK | 11
1209523 |  | PREFORMED THERMOPLASTIC PAVEMENT LINE - 4'' WHITE | l.f. | PVMK | 11
1209524 |  | PREFORMED THERMOPLASTIC PAVEMENT LINE - 4'' YELLOW | l.f. | PVMK | 11
1209525 | 23.00 | PREFORMED THERMOPLASTIC LEGENDS, ARROWS AND MARKINGS | s.f. | PVMK | 11
1209560 |  | 4'' WHITE PREFORMED PLASTIC PAVEMENT MARKINGS (60 MILS) | l.f. | PVMK | 11
1209564 |  | 4'' YELLOW PREFORMED PLASTIC PAVEMENT MARKINGS (60 MILS) | l.f. | PVMK | 11
1209568 |  | PREFORMED PLASTIC PAVEMENT MARKINGS-SYMBOLS AND LEGEND(60 MILS) | s.f. | PVMK | 11
1209586 |  | PREFORMED RETROREFLECTIVE PAVEMENT MARKINGS,SYMBOLS AND LEGEND | s.f. | PVMK | 11
1209601 |  | PAVEMENT MARKING GROOVED HIGH PERFORMANCE CONTRAST TAPE - 6" WHITE | l.f. | PVMK | 11
1209715 |  | RECESSED PAVEMENT MARKERS (ONE-WAY WHITE) | ea. | PVMK | 11
1209717 |  | RECESSED PAVEMENT MARKERS (TWO-WAY YELLOW) | ea. | PVMK | 11
1210101 | 0.68 | 4" WHITE EPOXY RESIN PAVEMENT MARKINGS | l.f. | PVMK | 11
1210102 | 0.73 | 4" YELLOW EPOXY RESIN PAVEMENT MARKINGS | l.f. | PVMK | 11
1210103 | 0.73 | 6" WHITE EPOXY RESIN PAVEMENT MARKINGS | l.f. | PVMK | 11
1210104 | 0.96 | 8" WHITE EPOXY RESIN PAVEMENT MARKINGS | l.f. | PVMK | 11
1210105 | 7.10 | EPOXY RESIN PAVEMENT MARKINGS, SYMBOLS AND LEGENDS | s.f. | PVMK | 11
1210106 | 4.58 | 12" WHITE EPOXY RESIN PAVEMENT MARKINGS | l.f. | PVMK | 11
1210107 |  | 8" YELLOW EPOXY RESIN PAVEMENT MARKINGS | l.f. | PVMK | 11
1210108 | 1.85 | 6" YELLOW EPOXY RESIN PAVEMENT MARKINGS | l.f. | PVMK | 11
1210110 | 1.04 | 4" WHITE TYPE I EPOXY RESIN PAVEMENT MARKINGS | l.f. | PVMK | 11
1210111 | 1.03 | 4" YELLOW TYPE I EPOXY RESIN PAVEMENT MARKINGS | l.f. | PVMK | 11
1210112 | 1.64 | 12" WHITE TYPE I EPOXY RESIN PAVEMENT MARKINGS | l.f. | PVMK | 11
1210113 | 1.28 | 6" WHITE TYPE I EPOXY RESIN PAVEMENT MARKINGS | l.f. | PVMK | 11
1210114 | 1.28 | 6" YELLOW TYPE I EPOXY RESIN PAVEMENT MARKINGS | l.f. | PVMK | 11
1210115 | 1.77 | 8" WHITE TYPE I EPOXY RESIN PAVEMENT MARKINGS | l.f. | PVMK | 11
1210116 | 1.77 | 8" YELLOW TYPE 1 EPOXY RESIN PAVEMENT MARKINGS | l.f. | PVMK | 11
1210117 |  | EPOXY RESIN PAVEMENT MARKINGS SYMBOLS AND LEGEND TYPE III | s.f. | PVMK | 11
1210118 | 7.41 | EPOXY RESIN PAVEMENT MARKINGS SYMBOLS AND LEGEND | s.f. | PVMK | 11
1210120 |  | 6" BLACK EPOXY RESIN PAVEMENT MARKINGS | l.f. | PVMK | 11
1210121 |  | 8" BLACK EPOXY RESIN PAVEMENT MARKINGS | l.f. | PVMK | 11
1210122 |  | BLACK EPOXY RESIN PAVEMENT MARKINGS, SYMBOLS AND LEGENDS | s.f. | PVMK | 11
1211001 | 1.63 | REMOVAL OF PAVEMENT MARKINGS | s.f. | PVMK | 11
1211002 |  | REMOVAL OF PAINTED PAVEMENT MARKINGS | s.f. | PVMK | 11
1211003 | 1.01 | REMOVAL OF PLASTIC PAVEMENT MARKINGS | s.f. | PVMK | 11
1212001 | 2.24 | TEMPORARY PLASTIC PAVEMENT MARKING TAPE - 4'' YELLOW | l.f. | PVMK | 11
1212002 | 2.21 | TEMPORARY PLASTIC PAVEMENT MARKING TAPE - 4'' WHITE | l.f. | PVMK | 11
1212003 | 3.09 | TEMPORARY PLASTIC PAVEMENT MARKING TAPE - 6'' WHITE | l.f. | PVMK | 11
1212004 |  | TEMPORARY PLASTIC PAVEMENT MARKING TAPE 12'' YELLOW | l.f. | PVMK | 11
1212005 |  | TEMPORARY PLASTIC PAVEMENT MARKING TAPE - 6'' YELLOW | l.f. | PVMK | 11
1212006 | 3.45 | TEMPORARY PLASTIC PAVEMENT MARKING TAPE - 8'' WHITE | l.f. | PVMK | 11
1212010 | 6.44 | TEMPORARY PLASTIC PAVEMENT MARKING TAPE - 12'' WHITE | l.f. | PVMK | 11
1212017 | 8.60 | TEMPORARY PLASTIC LEGEND ARROWS AND MARKINGS | s.f. | PVMK | 11
1214002 | 3.16 | 6'' PREFORMED BLACK LINE MASK PAVEMENT MARKING TAPE | l.f. | PVMK | 11
1214003 | 4.13 | 8'' PREFORMED BLACK LINE MASK PAVEMENT MARKING TAPE | l.f. | PVMK | 11
1215000 |  | TUBULAR SIGN SUPPORT STRUCTURE | ea. | STRS | 11
1215001 |  | TUBULAR CANTILEVER SIGN SUPPORT | ea. | STRS | 11
1215002 |  | TUBULAR SIGN SUPPORT STRUCTURE (GALVANIZED) | ea. | STRS | 11
1215003 |  | TUBULAR CANTILEVER SIGN SUPPORT (GALVANIZED) | ea. | STRS | 11
1215004 |  | TUBULAR SIGN SUPPORT STRUCTURE (GALVANIZED AND PAINTED) | ea. | STRS | 11
1215005 |  | TUBULAR CANTILEVER SIGN SUPPORT (GALVANIZED AND PAINTED) | ea. | STRS | 11
1215010 |  | SPECIAL TUBULAR SIGN SUPPORT STRUCTURE | ea. | STRS | 11
1215013 |  | TUBULAR SIGN SUPPORT BRACKET | ea. | STRS | 11
1215014 |  | TUBULAR CANTILEVER MOUNTED VARIABLE MESSAGE SIGN SUPPORT | ea. | STRS | 11
1215015 |  | STRUCTURE MOUNTED VARIABLE MESSAGE SIGN SUPPORT | ea. | STRS | 11
1215016 |  | TRUSS MOUNTED VARIABLE MESSAGE SIGN SUPPORT | ea. | STRS | 11
1215017 |  | VARIABLE MESSAGE SIGN SUPPORT STRUCTURE | ea. | STRS | 11
1215018 |  | TEMPORARY STRUCTURE MOUNTED SIGN SUPPORT | ea. | STRS | 11
1215020 |  | TUBULAR ARCH SIGN SUPPORT STRUCTURE | ea. | STRS | 11
1215021 |  | TUBULAR SIGN SUPPORT STRUCTURE 1 VMS SUPPORT | ea. | STRS | 11
1215022 |  | TUBULAR SIGN SUPPORT STRUCTURE 2 VMS SUPPORT | ea. | STRS | 11
1215023 |  | TUBULAR ARCH CANTILEVER SIGN SUPPORT | ea. | STRS | 11
1215024 |  | TUBULAR ARCH CANTILEVER SIGN SUPPORT FOR LED SIGN | ea. | STRS | 11
1215030 |  | TEMPORARY TUBULAR ARCH CANTILEVER SIGN SUPPORT | ea. | STRS | 11
1215031 |  | TEMPORARY TUBULAR ARCH SIGN SUPPORT STRUCTURE | ea. | STRS | 11
1216001 |  | 4" BLACK EPOXY RESIN PAVEMENT MARKINGS | l.f. | PVMK | 11
1216002 |  | TEMPORARY PLASTIC PAVEMENT MARKING TAPE - 12'' WHITE | l.f. | PVMK | 11
1216003 |  | 8'' BLACK EPOXY RESIN PAVEMENT MARKINGS | l.f. | PVMK | 11
1216004 | 50.00 | BLACK EPOXY RESIN SYMBOLS AND LEGENDS | s.f. | PVMK | 11
1216020 |  | 6" BLACK AGGREGATE COVER-UP RESIN PAVEMENT MARKINGS | l.f. | PVMK | 11
1216021 |  | 8" BLACK AGGREGATE COVER-UP RESIN PAVEMENT MARKINGS | l.f. | PVMK | 11
1216022 |  | 10" BLACK AGGREGATE COVER-UP RESIN PAVEMENT MARKINGS | l.f. | PVMK | 11
1216023 |  | 14" BLACK AGGREGATE COVER-UP RESIN PAVEMENT MARKINGS | l.f. | PVMK | 11
1216024 |  | BLACK AGGREGATE COVER-UP RESIN PAVEMENT MARKINGS, SYMBOLS AND LEGENDS | s.f. | PVMK | 11
1220001 |  | CONSTRUCTION SIGNS -ENCAPSULATED LENS REFLECTIVE SHEETING | s.f. | SIGN | 11
1220002 |  | CONSTRUCTION SIGNS - WIDE ANGLE RETROREFLECTIVE SHEETING | s.f. | SIGN | 11
1220003 | 83.93 | PUBLIC INFORMATION SIGNS | s.f. | SIGN | 11
1220010 |  | HUMAN SILHOUETTE SIGN | ea. | SIGN | 11
1220012 |  | CONSTRUCTION SIGNS - BRIGHT WIDE ANGLE FLUORESCENT SHEETING | s.f. | SIGN | 11
1220013 |  | CONSTRUCTION SIGNS - BRIGHT FLUORESCENT SHEETING | s.f. | SIGN | 11
1220027 | 23.74 | CONSTRUCTION SIGNS | s.f. | TRAF | 11
1220030 | 123.00 | CONSTRUCTION SIGNS - ILLUMINATED | s.f. | SIGN | 11
1300002 |  | RELOCATION OF WATER MAINS | ea. | UTIL | 11
1300005 | 95,353.00 | RELOCATION OF WATER MAINS | LS | UTIL | 11
1300007 | 56.75 | EXCAVATION AND DISPOSAL OF UNSUITABLE MATERIAL (WATER MAIN) | c.y. | ERTH | 11
1300008 |  | DEWATER, CONTROL AND DIVERSION OF WATER (WATER MAIN) | LS | ERTH | 11
1300010 |  | TRENCH EXCAVATION (WATER MAIN) | c.y. | ERTH | 11
1300011 |  | TEST PIT EXCAVATION (WATER MAIN) | c.y. | ERTH | 11
1300012 |  | TRENCH EXCAVATION 0' - 4' DEEP (WATER MAIN) | c.y. | ERTH | 11
1300013 |  | ROCK IN TRENCH EXCAVATION 0' - 4' DEEP(WATER MAIN) | c.y. | ERTH | 11
1300014 |  | TRENCH EXCAVATION 0' - 10' DEEP (WATER MAIN) | c.y. | ERTH | 11
1300015 | 165.00 | ROCK-IN-TRENCH EXCAVATION 0'-10' DEEP (WATER MAIN) | c.y. | ERTH | 11
1300017 |  | ROCK IN TRENCH EXCAVATION 0'-15' DEEP (WATER MAIN) | c.y. | ERTH | 11
1300061 | 8,000.00 | WATER MAIN SUPPORT SYSTEM | LS | UTIL | 11
1300066 |  | WATER MAIN SUPPORT SYSTEM (SITE NO. 5) | LS | UTIL | 11
1300067 |  | WATER MAIN SUPPORT SYSTEM (SITE NO. 6) | LS | UTIL | 11
1300071 |  | RELOCATION OF WATER MAINS (SITE NO. 1) | LS | UTIL | 11
1300072 |  | RELOCATION OF WATER MAINS (SITE NO. 2) | LS | UTIL | 11
1300073 |  | RELOCATION OF WATER MAINS (SITE NO. 3) | LS | UTIL | 11
1300074 |  | RELOCATION OF WATER MAINS (SITE NO. 4) | LS | UTIL | 11
1300075 |  | RELOCATION OF WATER MAINS (SITE NO. 5) | LS | UTIL | 11
1300076 |  | RELOCATION OF WATER MAINS (SITE NO. 6) | LS | UTIL | 11
1300077 |  | RELOCATION OF WATER MAINS (SITE NO. 7) | LS | UTIL | 11
1300085 | 45.20 | STANDARD STEEL ROAD PLATE | s.f. | INCD | 11
1300090 | 2,709.85 | RESET MANHOLE (UTILITY) | ea. | UTIL | 11
1300090.06 | 3,275.00 | RESET MANHOLE (0 INCHES TO 6 INCHES) (UTILITY) | ea. | UTIL | 11
1300090.12 |  | RESET MANHOLE (6 INCHES TO 12 INCHES) (UTILITY) | ea. | UTIL | 11
1300091 |  | MANHOLE FRAME AND COVER (UTILITY) | ea. | UTIL | 11
1300101 |  | EARTH EXCAVATION (WATER MAIN) | c.y. | ERTH | 11
1300151 | 65.00 | ADDITIONAL BACKFILL MATERIAL (WATER MAIN) | c.y. | ERTH | 11
1300200 |  | 22" STEEL CASING PIPE (WATER MAIN) | l.f. | UTIL | 11
1300932 |  | 6" POLYETHYLENE ENCASEMENT OF PIPE | l.f. | UTIL | 11
1300933 |  | 8" POLYETHYLENE ENCASEMENT OF PIPE | l.f. | UTIL | 11
1300935 |  | 12" POLYETHYLENE ENCASEMENT OF PIPE | l.f. | UTIL | 11
1300940 |  | 42" POLYETHYLENE ENCASEMENT OF PIPE | l.f. | UTIL | 11
1300958 |  | 42" TRENCHLESS EXCAVATION AND PIPING INSTALLATION | LS | UTIL | 11
1300960 |  | 2" CHLORINATION BLOW-OFF/INLET | ea. | UTIL | 11
1300961 |  | 4" CHLORINATION BLOW-OFF/INLET | ea. | UTIL | 11
1301017 | 167,500.00 | FURNISHING AND INSTALLING TEMPORARY WATER MAIN CROSSING | LS | UTIL | 11
1301018 |  | FURNISHING AND INSTALLING 16-INCH WATER MAIN CROSSING | LS | UTIL | 11
1301019 | 404,698.00 | TEMPORARY RELOCATION OF WATER MAIN | LS | UTIL | 11
1301020 |  | RELOCATION OF 1'' CURB STOP VALVE | ea. | UTIL | 11
1301021 |  | RENEWAL OF EXISTING WATER SERVICES | ea. | UTIL | 11
1301022 |  | FURNISHING AND INSTALLING 8 NPS WATER MAIN | LS | UTIL | 11
1301023 |  | FURNISH AND INSTALL 8 NPS WATER MAIN (OFF STRUCTURE) | FT | UTIL | 11
1301024 |  | FURNISH AND INSTALL 12 NPS WATER MAIN (OFF STRUCTURE) | FT | UTIL | 11
1301025 | 14,504.78 | TEST PIPING SYSTEM (WATER MAIN) | LS | UTIL | 11
1301026 |  | FURNISH AND INSTALL 18 NPS WATER MAIN (OFF STRUCTURE) | FT | UTIL | 11
1301027 | 40,000.00 | ABOVE GROUND BACKFLOW ENCLOSURE | ea. | UTIL | 11
1301068 |  | INSULATED 6" DUCTILE IRON WATER MAIN | l.f. | UTIL | 11
1301069 | 326.00 | INSULATED 8" DUCTILE IRON WATER MAIN | l.f. | UTIL | 11
1301070 |  | INSULATED 12" DUCTILE IRON WATER MAIN | l.f. | UTIL | 11
1301076 |  | 12'' MECHANICAL JOINT DUCTILE IRON PIPE (WATER PIPE) | l.f. | UTIL | 11
1301078 | 172.66 | DUCTILE IRON PIPE (WATER MAIN) | l.f. | UTIL | 11
1301080 | 192.37 | 4'' DUCTILE IRON PIPE (WATER MAIN) | l.f. | UTIL | 11
1301081 | 332.29 | 6'' DUCTILE IRON PIPE (WATER MAIN) | l.f. | UTIL | 11
1301082 | 202.19 | 8'' DUCTILE IRON PIPE (WATER MAIN) | l.f. | UTIL | 11
1301083 | 552.37 | 10'' DUCTILE IRON PIPE (WATER MAIN) | l.f. | UTIL | 11
1301084 | 319.13 | 12'' DUCTILE IRON PIPE (WATER MAIN) | l.f. | UTIL | 11
1301085 | 346.00 | 16'' DUCTILE IRON PIPE (WATER MAIN) | l.f. | UTIL | 11
1301086 |  | 20'' DUCTILE IRON PIPE (WATER MAIN) | l.f. | UTIL | 11
1301089 |  | 24" DUCTILE IRON PIPE (WATER MAIN) | l.f. | UTIL | 11
1301094 |  | DUCTILE IRON PIPE FITTINGS | lb. | UTIL | 11
1301302 |  | 3/4 '' COPPER PIPE (TYPE K) | l.f. | UTIL | 11
1301303 |  | 1'' COPPER PIPE (TYPE K) | l.f. | UTIL | 11
1301305 | 135.00 | 1 1/2'' COPPER PIPE (TYPE K) | l.f. | UTIL | 11
1301307 | 87.87 | 2 '' COPPER PIPE (TYPE K) | l.f. | UTIL | 11
1301309 |  | 1'' COPPER SERVICE (WATER MAIN) | ea. | UTIL | 11
1301311 |  | COPPER SERVICE TUBING | l.f. | UTIL | 11
1301312 |  | 2'' COPPER SERVICE (WATER MAIN) | ea. | UTIL | 11
1301315 |  | RELAY 1IN COPPER SERVICE (WATER MAIN) | ea. | UTIL | 11
1301316 |  | RELAY 2" COPPER SERVICE (WATER MAIN) | ea. | UTIL | 11
1301321 |  | 1'' COPPER TUBING (WATER MAIN) | l.f. | UTIL | 11
1301324 | 3,800.00 | RECONNECT COPPER SERVICE (WATER MAIN) | ea. | UTIL | 11
1301370 |  | 6" MEGALUG | ea. | UTIL | 11
1301372 |  | 8" MEGALUG | ea. | UTIL | 11
1301374 |  | 10" MEGALUG | ea. | UTIL | 11
1301376 |  | 12" MEGALUG | ea. | UTIL | 11
1301378 |  | 16" MEGALUG | ea. | UTIL | 11
1301419 |  | 4'' DUCTILE IRON BEND (WATER MAIN) | ea. | UTIL | 11
1301436 |  | 8"X 1/16 DUCTILE IRON BEND (WATER MAIN) | ea. | UTIL | 11
1301437 |  | 4'' DUCTILE IRON BEND(WATER MAIN) | ea. | UTIL | 11
1301438 |  | 16" X 12" DUCTILE IRON REDUCER (WATER MAIN) | ea. | UTIL | 11
1301443 |  | 12''X 8'' DUCTILE IRON REDUCER (WATER MAIN) | ea. | UTIL | 11
1301444 |  | 12''X 10'' DUCTILE IRON REDUCER (WATER MAIN) | ea. | UTIL | 11
1301445 |  | 8'' X 6'' DUCTILE IRON REDUCER (WATER MAIN) | ea. | UTIL | 11
1301446 |  | 16" X 8" DUCTILE IRON REDUCER (WATER MAIN) | ea. | UTIL | 11
1301449 |  | 12"X 1/8 DUCTILE IRON BEND (WATER MAIN) | ea. | UTIL | 11
1301451 |  | 8'' DUCTILE IRON BEND (WATER MAIN) | ea. | UTIL | 11
1301454 |  | 12'' DUCTILE IRON BEND | ea. | UTIL | 11
1301455 |  | 8"X 1/8 DUCTILE IRON BEND (WATER MAIN) | ea. | TBD | 11
1301460 |  | 10" X 6" DUCTILE IRON TEE (WATER MAIN) | ea. | UTIL | 11
1301462 |  | 12'' X 6'' DUCTILE IRON TEE (WATER MAIN) | ea. | UTIL | 11
1301467 |  | 12''X 12'' DUCTILE IRON TEE (WATER MAIN) | ea. | UTIL | 11
1301468 |  | 16''X 12'' DUCTILE IRON TEE (WATER MAIN) | ea. | UTIL | 11
1301469 |  | 8'' X 6'' DUCTILE IRON TEE (WATER MAIN) | ea. | UTIL | 11
1301472 |  | 12'' X 10'' DUCTILE IRON TEE (WATER MAIN) | ea. | UTIL | 11
1301473 |  | 12" X 8" DUCTILE IRON TEE (WATER MAIN) | ea. | UTIL | 11
1301475 |  | 10" X 8" DUCTILE IRON TEE (WATER MAIN) | ea. | UTIL | 11
1301477 |  | 12'' X 4'' DUCTILE IRON TEE (WATER MAIN) | ea. | UTIL | 11
1301479 |  | 8"X8" DUCTILE IRON TEE (WATER MAIN) | ea. | UTIL | 11
1301484 |  | 6'' X 6'' DUCTILE IRON TEE (WATER MAIN) | ea. | UTIL | 11
1301485 |  | 6''-1/8 DUCTILE IRON BEND (WATER MAIN) | ea. | UTIL | 11
1301486 |  | 8'' X 4'' DUCTILE IRON REDUCER (WATER MAIN) | ea. | UTIL | 11
1301487 |  | 16" 45 DEGREE BEND | ea. | UTIL | 11
1301488 |  | 16" 90 DEGREE BEND | ea. | UTIL | 11
1301511 |  | 6" 45 DEGREE MECHANICAL JOINT BEND | ea. | UTIL | 11
1301512 |  | 6" 90 DEGREE MECHANICAL JOINT BEND | ea. | UTIL | 11
1301513 |  | 8" 45 DEGREE MECHANICAL JOINT BEND | ea. | UTIL | 11
1301514 |  | 10" 45 DEGREE MECHANICAL JOINT BEND | ea. | UTIL | 11
1301515 |  | 10" 22.5 DEGREE MECHANICAL JOINT BEND | ea. | UTIL | 11
1301516 | 2,150.00 | 12" 45 DEGREE MECHANICAL JOINT BEND | ea. | UTIL | 11
1301517 |  | 16" 22.5 DEGREE MECHANICAL JOINT BEND | ea. | UTIL | 11
1301518 |  | 12" 22.5 DEGREE MECHANICAL JOINT BEND | ea. | UTIL | 11
1301519 |  | 8" 22.5 DEGREE MECHANICAL JOINT BEND | ea. | UTIL | 11
1301520 |  | 12" 22.5 DEGREE MECHANICAL JOINT BEND | l.f. | UTIL | 11
1301578 |  | 10" MECHANICAL JOINT TEE | ea. | UTIL | 11
1301610 |  | 10" X 6" MECHANICAL JOINT REDUCER | ea. | UTIL | 11
1301630 |  | 6" BOLTED FLEX COUPLING | ea. | UTIL | 11
1301632 |  | 10" BOLTED FLEX COUPLING | ea. | UTIL | 11
1301652 |  | 8'' DUCTILE IRON PIPE INSTALLED ON BRIDGE(WATER MAIN) | LS | UTIL | 11
1301653 |  | 8'' DUCTILE IRON PIPE INSTALLED ON BRIDGE(WATER MAIN) | l.f. | UTIL | 11
1301654 | 6,500.00 | 12'' DUCTILE IRON PIPE INSTALLED ON BRIDGE(WATER MAIN) | LS | UTIL | 11
1301655 |  | 24" DUCTILE IRON PIPE INSTALLED ON BRIDGE(WATER MAIN) | LS | UTIL | 11
1301656 |  | 16" DUCTILE IRON PIPE INSTALLED ON BRIDGE(WATER MAIN) | LS | UTIL | 11
1301657 |  | 20" DUCTILE IRON PIPE INSTALLED ON BRIDGE(WATER MAIN) | LS | UTIL | 11
1301658 |  | 10" DUCTILE IRON PIPE INSTALLED ON BRIDGE (WATER MAIN) | l.f. | UTIL | 11
1301740 |  | FURNISHING AND INSTALLING 24" WATER MAIN | LS | UTIL | 11
1301748 |  | 12'' STEEL WATER PIPE ON BRIDGE | l.f. | UTIL | 11
1301751 |  | 8'' INSULATED STEEL WATER PIPE ON BRIDGE | LS | UTIL | 11
1301753 |  | 12'' INSULATED STEEL WATER PIPE ON BRIDGE | LS | UTIL | 11
1301765 |  | FURNISHING AND INSTALLING 12" WATER MAIN | LS | UTIL | 11
1301768 |  | FURNISHING AND INSTALLING 12" WATER MAIN ON BRIDGE | LS | UTIL | 11
1301769 |  | FURNISHING AND INSTALLING 16" WATER MAIN | LS | UTIL | 11
1301770 |  | FURNISH AND INSTALL 8" WATER MAIN ON BRIDGE | FT | UTIL | 11
1301771 | 690.12 | FURNISHING AND INSTALLING 12" WATER MAIN ON BRIDGE | l.f. | UTIL | 11
1301772 | 1,325.00 | INSTALL 16" WATER MAIN AND APPURTENANCES | l.f. | UTIL | 11
1301773 |  | FURNISH AND INSTALL 18" WATER MAIN ON BRIDGE | FT | UTIL | 11
1301774 |  | INSTALL 24" WATER MAIN AND APPURTENANCES | l.f. | UTIL | 11
1301804 |  | INSTALL 12'' WATER MAIN | l.f. | UTIL | 11
1301805 |  | INSTALL 12'' WATER MAIN AND APPURTENANCES | l.f. | UTIL | 11
1301834 |  | 12" LOCK JOINT PIPE (WATER MAIN) | l.f. | UTIL | 11
1301838 |  | 24" LOCK JOINT PIPE (WATER MAIN) | l.f. | UTIL | 11
1301860 |  | INSTALLATION OF WATER MAINS AND APPURTENANCES | LS | UTIL | 11
1301861 | 95,600.75 | FURNISH DUCTILE IRON PIPE, VALVES AND MISCELLANEOUS FITTINGS (WATER MAIN) | LS | UTIL | 11
1301862 | 10,000.00 | FURNISH PIPE, VALVES AND MISCELLANEOUS FITTINGS (WATER MAIN) | LS | UTIL | 11
1301880 |  | MISCELLANEOUS FITTINGS (WATER MAIN) | lb. | UTIL | 11
1301881 |  | MISCELLANEOUS FITTINGS (WATER MAIN) | LS | UTIL | 11
1301900 | 4,875.00 | HYDROSTATIC PRESSURE TEST | ea. | UTIL | 11
1301904 |  | TEMPORARY BY-PASS | LS | UTIL | 11
1301932 |  | 18" STEEL PIPE SLEEVE (WATER) | l.f. | UTIL | 11
1301933 | 251.00 | 20" STEEL PIPE SLEEVE | l.f. | UTIL | 11
1301934 | 740.54 | 24" STEEL PIPE SLEEVE | l.f. | UTIL | 11
1301947 |  | 8" STEEL PIPE SLEEVE | l.f. | UTIL | 11
1301948 |  | 16" STEEL PIPE SLEEVE | l.f. | UTIL | 11
1301949 |  | 36" STEEL PIPE SLEEVE | l.f. | UTIL | 11
1301950 |  | 60" STEEL CASING PIPE (WATER) | l.f. | UTIL | 11
1301951 |  | 30" STEEL CASING PIPE (WATER MAIN) | l.f. | UTIL | 11
1301961 |  | 16" DUCTILE IRON CASING WITH 10" WATER MAIN | ea. | UTIL | 11
1301962 |  | 16" DUCTILE IRON CASING WITH 8" WATER MAIN | ea. | UTIL | 11
1301963 |  | 24" DUCTILE IRON CASING WITH 16" WATER MAIN | ea. | UTIL | 11
1301964 |  | 18" DUCTILE IRON CASING WITH 12" WATER MAIN | ea. | UTIL | 11
1301965 |  | 6" SOLID SLEEVE | ea. | UTIL | 11
1301966 |  | 8" SOLID SLEEVE | ea. | UTIL | 11
1301967 | 5,343.00 | 10" SOLID SLEEVE | ea. | UTIL | 11
1301968 |  | 12" SOLID SLEEVE | ea. | UTIL | 11
1302000 |  | 36" BUTTERFLY VALVE | ea. | UTIL | 11
1302002 | 2,200.00 | 4'' GATE VALVE | ea. | UTIL | 11
1302003 |  | 6'' GATE VALVE | ea. | UTIL | 11
1302004 | 2,699.17 | 8'' GATE VALVE | ea. | UTIL | 11
1302005 | 3,866.00 | 10'' GATE VALVE | ea. | UTIL | 11
1302006 |  | 12'' GATE VALVE | ea. | UTIL | 11
1302007 |  | 14" GATE VALVE | ea. | UTIL | 11
1302008 | 27,096.00 | 16" GATE VALVE | ea. | UTIL | 11
1302009 |  | 18" GATE VALVE | ea. | UTIL | 11
1302015 |  | RELOCATE 6" GATE VALVE | ea. | UTIL | 11
1302022 |  | 8'' BUTTERFLY VALVE | ea. | UTIL | 11
1302024 |  | 12'' BUTTERFLY VALVE | ea. | UTIL | 11
1302025 |  | 16'' BUTTERFLY VALVE | ea. | UTIL | 11
1302027 |  | 20" BUTTERFLY VALVE | ea. | UTIL | 11
1302028 |  | 24" BUTTERFLY VALVE | ea. | UTIL | 11
1302031 |  | ADJUST EXISTING MANHOLE | ea. | UTIL | 11
1302037 | 2,545.00 | OFFSET 8" WATER MAIN | ea. | UTIL | 11
1302038 |  | OFFSET 12" WATER MAIN | ea. | UTIL | 11
1302039 |  | OFFSET 16" WATER MAIN | ea. | UTIL | 11
1302043 |  | INSTALL 12'' GATE VALVE | ea. | UTIL | 11
1302046 | 1,100.00 | RESET MANHOLE (WATER) | ea. | UTIL | 11
1302047 |  | RESET GATE BOXES | ea. | UTIL | 11
1302048 |  | RESET VALVE BOX (WATER MAIN) | LS | UTIL | 11
1302050 |  | RESET CURB BOX | ea. | UTIL | 11
1302051 | 878.72 | RESET VALVE BOX (WATER MAIN) | ea. | UTIL | 11
1302053 | 304.55 | RESET WATERGATE | ea. | UTIL | 11
1302058 |  | ABANDON WATER MAIN | l.f. | UTIL | 11
1302059 |  | ABANDON VALVE (WATER MAIN) | ea. | UTIL | 11
1302060 | 324.05 | ADJUST GATE BOXES | ea. | UTIL | 11
1302061 | 603.24 | ADJUST GATE BOX (WATER) | ea. | UTIL | 11
1302062 | 630.63 | ADJUST GATE BOX (GAS) | ea. | UTIL | 11
1302065 |  | REMOVE VALVE BOX(WATER MAIN) | ea. | UTIL | 11
1302070 |  | GATE VALVE BOX | ea. | UTIL | 11
1302120 |  | 4" INSERTION VALVE (WATER MAIN) | ea. | UTIL | 11
1302121 |  | 6" INSERTION VALVE (WATER MAIN) | ea. | UTIL | 11
1302122 |  | 8" INSERTION VALVE (WATER MAIN) | ea. | UTIL | 11
1302123 |  | 10" INSERTION VALVE (WATER MAIN) | ea. | UTIL | 11
1302124 |  | 12" INSERTION VALVE (WATER MAIN) | ea. | UTIL | 11
1302125 |  | 16" INSERTION VALVE (WATER MAIN) | ea. | UTIL | 11
1302126 |  | PRESSURE RELIEF VALVE AND CHAMBER | LS | UTIL | 11
1302132 |  | AIR RELEASE VALVE IN MANHOLE | ea. | UTIL | 11
1302139 | 3,085.71 | CUT AND CAP (WATER MAIN) | ea. | UTIL | 11
1302159 |  | 12'' CAP (WATER MAIN) | ea. | UTIL | 11
1302163 |  | 6'' DUCTILE IRON PLUG (WATER MAIN) | ea. | UTIL | 11
1302164 |  | 8'' DUCTILE IRON PLUG (WATER MAIN) | ea. | UTIL | 11
1302165 |  | 12'' DUCTILE IRON PIPE (WATER MAIN) | ea. | UTIL | 11
1302166 |  | 12'' DUCTILE IRON PLUG (WATER MAIN) | ea. | UTIL | 11
1302167 |  | 16" DUCTILE IRON PLUG (WATER MAIN) | ea. | UTIL | 11
1302169 |  | 6" MECHANICAL JOINT CAP | ea. | UTIL | 11
1302170 |  | 10" MECHANICAL JOINT CAP | ea. | UTIL | 11
1302172 |  | 4'' CAP (WATER MAIN) | ea. | UTIL | 11
1302174 |  | 8'' CAP (WATER MAIN) | ea. | UTIL | 11
1302180 |  | 20" X 16" TAPPING SLEEVE + 16" VALVE | ea. | UTIL | 11
1302181 |  | 16" X 16" TAPPING SLEEVE + 16" VALVE | ea. | UTIL | 11
1302182 |  | CONNECTION FOR AIR BLOW-OFF | ea. | UTIL | 11
1302183 |  | 16" DUCTILE IRON PRE-INSULATED PIPE | l.f. | UTIL | 11
1302193 |  | 6" X 4" TAPPING SLEEVE & 4" TAPPING VALVE | ea. | UTIL | 11
1302203 |  | 4'' X 4'' TAPPING SLEEVE + VALVE | ea. | UTIL | 11
1302204 |  | 6'' X 6'' TAPPING SLEEVE + VALVE | ea. | UTIL | 11
1302205 |  | 8'' X 6'' TAPPING SLEEVE + VALVE | ea. | UTIL | 11
1302206 | 11,000.00 | 8'' X 8'' TAPPING SLEEVE + VALVE | ea. | UTIL | 11
1302207 |  | 8'' X 4'' TAPPING SLEEVE + VALVE | ea. | UTIL | 11
1302209 |  | 10" X 6" TAPPING SLEEVE + VALVE | ea. | UTIL | 11
1302211 | 12,390.00 | 10" X 10" TAPPING SLEEVE + VALVE | ea. | UTIL | 11
1302213 |  | 12" X 4" TAPPING SLEEVE AND VALVE | ea. | UTIL | 11
1302214 |  | 12" X 6" TAPPING SLEEVE + VALVE | ea. | UTIL | 11
1302215 |  | 12" X 8" TAPPING SLEEVE + VALVE | ea. | UTIL | 11
1302216 |  | 12" X 10" TAPPING SLEEVE + VALVE | ea. | UTIL | 11
1302217 |  | 12" X 12" TAPPING SLEEVE + VALVE | ea. | UTIL | 11
1302226 |  | 16''X 6'' TAPPING SLEEVE + VALVE | ea. | UTIL | 11
1302229 |  | 16" X 12" TAPPING SLEEVE + VALVE | ea. | UTIL | 11
1302232 |  | 12" X 10" TAP SLEEVE | ea. | UTIL | 11
1302277 |  | 12" X 12" X 12" TAPPING SLEEVE AND VALVE | ea. | UTIL | 11
1302294 |  | 10" TAP VALVE | ea. | UTIL | 11
1302296 |  | 30' X 6" X 30" TEE | ea. | UTIL | 11
1302504 |  | 8" SOLID SLEEVES (WATER MAIN) | ea. | UTIL | 11
1302898 |  | BLOW-OFF MANHOLE (WATER MAIN) | ea. | UTIL | 11
1302901 |  | AIR RELIEF VALVE (WATER MAIN) | ea. | UTIL | 11
1302903 |  | 2" BLOW-OFF | ea. | UTIL | 11
1302911 |  | RESET AIR VALVE GATE BOX(WATER) | ea. | UTIL | 11
1302912 |  | INSTALL BLOW-OFF ASSEMBLIES (WATER MAIN) | ea. | UTIL | 11
1302918 |  | PRECAST CONCRETE VALVE VAULT (WATER MAIN) | LS | UTIL | 11
1302931 |  | WATERMAIN INSULATION (WATER MAIN) | l.f. | UTIL | 11
1302932 |  | WATERMAIN INSULATION (COVER) | l.f. | UTIL | 11
1302933 |  | WATERMAIN INSULATION (CONFLICT) | s.y. | UTIL | 11
1303187 |  | HYDRANT ASSEMBLY WITH 8" X 6" TAPPING SLEEVE AND VALVE | ea. | UTIL | 11
1303188 |  | REPLACE HYDRANT ASSEMBLY (WATER MAIN) | ea. | UTIL | 11
1303189 | 3,500.00 | RESET EXISTING FIRE HYDRANT | ea. | UTIL | 11
1303195 | 4,130.38 | REMOVE HYDRANT (WATER MAIN) | ea. | UTIL | 11
1303196 | 4,466.67 | RELOCATE FIRE HYDRANT | ea. | UTIL | 11
1303198 | 15,867.89 | HYDRANT (WATER MAIN) | ea. | UTIL | 11
1303201 | 20,000.00 | RELOCATE HYDRANT (COMPLETE) | ea. | UTIL | 11
1303202 | 10,125.00 | INSTALL FIRE HYDRANT | ea. | UTIL | 11
1303204 | 13,238.33 | HYDRANT ASSEMBLY (WATER MAIN) | ea. | UTIL | 11
1303205 | 10,000.00 | FIRE HYDRANT | ea. | UTIL | 11
1303210 |  | DRY HYDRANT ASSEMBLY | LS | UTIL | 11
1303215 |  | ABOVE GROUND WATER STORAGE TANK | ea. | UTIL | 11
1303217 |  | INSTALL STANDPIPE | LS | UTIL | 11
1303222 |  | METER PIT (WATER MAIN) | ea. | TBD | 11
1303226 | 8,030.50 | FIRE SUPPRESSION STANDPIPE SYSTEM | ea. | UTIL | 11
1303227 |  | FIRE SERVICE VAULT(WATER MAIN) | LS | UTIL | 11
1303230 |  | FIRE SUPPRESSION STANDPIPE SYSTEM | ea. | UTIL | 11
1303231 |  | TYPE ''A'' HYDRANT ASSEMBLY (WATER MAIN) | ea. | UTIL | 11
1303232 |  | TYPE ''B'' HYDRANT ASSEMBLY (WATER MAIN) | ea. | UTIL | 11
1303233 |  | TYPE ''C'' HYDRANT ASSEMBLY (WATER MAIN) | ea. | UTIL | 11
1303236 |  | FIRE SUPPRESSION STANDPIPE SYSTEM | ea. | UTIL | 11
1303237 |  | FIRE SUPPRESSION STANDPIPE SYSTEM | LS | UTIL | 11
1303238 | 5,500.00 | RESET FIRE SUPPRESSION SYSTEM | ea. | UTIL | 11
1303239 |  | 8" FIRE SERVICE (WATER MAIN) | l.f. | UTIL | 11
1303251 |  | FIRE SUPPRESSION STANDPIPE SYSTEM (SITE NO. 1) | LS | UTIL | 11
1303252 |  | FIRE SUPPRESSION STANDPIPE SYSTEM (SITE NO. 2) | LS | UTIL | 11
1303253 |  | FIRE SUPPRESSION STANDPIPE SYSTEM (SITE NO. 3) | LS | UTIL | 11
1303254 |  | FIRE SUPPRESSION STANDPIPE SYSTEM (SITE NO. 4) | LS | UTIL | 11
1303255 |  | FIRE SUPPRESSION STANDPIPE SYSTEM (SITE NO. 5) | LS | UTIL | 11
1303256 |  | FIRE SUPPRESSION STANDPIPE SYSTEM (SITE NO. 9) | LS | UTIL | 11
1303257 |  | FIRE SUPPRESSION STANDPIPE SYSTEM (SITE NO. 6) | LS | UTIL | 11
1303258 |  | FIRE SUPPRESSION STANDPIPE SYSTEM (SITE NO. 7) | LS | UTIL | 11
1303259 |  | FIRE SUPPRESSION STANDPIPE SYSTEM (SITE NO. 8) | LS | UTIL | 11
1303270 |  | FIRE SUPPRESSION STANDPIPE SYSTEM (SITE NO. 10) | LS | UTIL | 11
1303271 |  | FIRE SUPPRESSION STANDPIPE SYSTEM (SITE NO. 11) | LS | UTIL | 11
1303272 |  | FIRE SUPPRESSION STANDPIPE SYSTEM (SITE NO. 12) | LS | UTIL | 11
1303273 |  | FIRE SUPPRESSION STANDPIPE SYSTEM (SITE NO. 13) | LS | UTIL | 11
1303275 |  | FIRE SUPPRESSION STANDPIPE SYSTEM (SITE NO. 15) | LS | UTIL | 11
1303276 |  | FIRE SUPPRESSION STANDPIPE SYSTEM (SITE NO. 16) | LS | UTIL | 11
1303277 |  | FIRE SUPPRESSION STANDPIPE SYSTEM (SITE NO. 17) | LS | UTIL | 11
1303284 |  | RESET WATER METER | ea. | UTIL | 11
1303285 |  | ABANDON WATER METER PIT | ea. | UTIL | 11
1303375 |  | REPAIR SERVICE CONNECTION (WATER MAIN) | l.f. | UTIL | 11
1303377 |  | TEMPORARY SERVICE CONNECTIONS(WATER MAIN) | l.f. | UTIL | 11
1303378 |  | TEMPORARY SERVICE CONNECTIONS(WATER MAIN) | LS | UTIL | 11
1303379 |  | TEMPORARY SERVICE CONNECTIONS(WATER MAIN) | ea. | UTIL | 11
1303383 |  | 6" CONNECTION TO WATER MAIN | ea. | UTIL | 11
1303384 |  | 8" CONNECTION TO WATER MAIN | ea. | UTIL | 11
1303385 |  | 10" CONNECTION TO WATER MAIN | ea. | UTIL | 11
1303388 |  | 16" CONNECTION TO WATER MAIN | ea. | UTIL | 11
1303389 |  | CONNECTION TO EXISTING 16" WATER MAIN | ea. | UTIL | 11
1303390 |  | CONNECTION TO EXISTING 24" WATER MAIN | ea. | UTIL | 11
1303395 |  | RELOCATE SERVICE CONNECTION (WATER MAIN) | l.f. | UTIL | 11
1303396 |  | SERVICE CONNECTION (WATER MAIN) | l.f. | UTIL | 11
1303399 |  | SERVICE CONNECTION (WATER MAIN) | ea. | UTIL | 11
1303400 | 12,000.00 | WATER SERVICE (WATER MAIN) | ea. | UTIL | 11
1304014 | 28,155.45 | SERVICE CONNECTION (WATER) | LS | UTIL | 11
1304015 |  | 3/4'' SERVICE CONNECTION (WATER MAIN) | ea. | UTIL | 11
1304017 | 50,000.00 | INSTALL WATER ACCESS | LS | UTIL | 11
1304025 | 430.00 | RESET MANHOLE (WATER) | ea. | UTIL | 11
1304038 |  | 1 1/2" CORPORATION STOP | ea. | UTIL | 11
1304040 |  | 4" POLYVINYL CHLORIDE PIPE (WATER PIPE) | l.f. | UTIL | 11
1304059 |  | PERMANENT PAVEMENT REPLACEMENT (WATER MAIN) | s.y. | UTIL | 11
1304060 | 88.00 | TEMPORARY PAVEMENT REPAIRS (WATER MAIN) | s.y. | UTIL | 11
1304065 | 23,590.00 | REMOVE WATER MAIN | LS | UTIL | 11
1304066 | 66.67 | REMOVE WATER MAIN | l.f. | UTIL | 11
1304070 |  | RESTRAINT EXISTING PIPE JOINT | ea. | UTIL | 11
1304075 |  | BITUMINOUS CONCRETE SIDEWALK (WATER MAIN) | s.y. | UTIL | 11
1304077 |  | TEMPORARY PAVEMENT REPAIRS (WATER MAIN) | s.y. | UTIL | 11
1304082 |  | CONCRETE ENCASEMENT (WATER MAIN) | LS | UTIL | 11
1304083 | 4.34 | POLYETHYLENE ENCASEMENT OF PIPE (WATER MAIN) | l.f. | UTIL | 11
1304101 |  | CLASS ''A'' CONCRETE (WATER MAIN) | c.y. | UTIL | 11
1304111 | 1,500.00 | CLASS ''C'' CONCRETE (WATER MAIN) | c.y. | UTIL | 11
1304115 |  | GRANULAR FILL (WATER MAIN) | c.y. | UTIL | 11
1304120 |  | TURF ESTABLISHMENT (WATER MAIN) | s.y. | UTIL | 11
1304123 | 104.50 | COMPACTED GRAVEL FILL (WATER MAIN) | c.y. | UTIL | 11
1304124 |  | THRUST BLOCK/JOINT RESTRAINT | ea. | UTIL | 11
1305000 |  | VAULT | ea. | UTIL | 11
1305001 |  | REMOVE UTILITY VAULT | LS | UTIL | 11
1305002 |  | MODIFY VAULT (WATER MAIN) | LS | UTIL | 11
1307001 |  | BEDDING MATERIAL (WATER MAIN) | c.y. | UTIL | 11
1309301 | 4,437.50 | DISINFECTION OF WATER MAIN | LS | UTIL | 11
1309352 |  | 6'' LINE STOP | ea. | UTIL | 11
1309353 | 11,750.00 | 8'' LINE STOP | ea. | UTIL | 11
1309354 |  | 12'' LINE STOP | ea. | UTIL | 11
1309355 |  | 16" LINE STOP | ea. | UTIL | 11
1309356 |  | 10" LINE STOP | ea. | UTIL | 11
1399990 |  | 8" STEAM PIPE | LS | UTIL | 11
1399998 |  | PRECAST CONCRETE PANELS | s.f. | UTIL | 11
1399999 |  | SERVICE CONNECTIONS (ESTIMATED COST) | est. | UTIL | 11
1400000 |  | TEST PIT EXCAVATION (SANITARY SEWER) | c.y. | ERTH | 11
1400001 |  | TRENCH EXCAVATION 0' - 4' DEEP (SANITARY SEWER) | c.y. | ERTH | 11
1400002 |  | ROCK IN TRENCH EXCAVATION 0' - 4' DEEP(SANITARY SEWER) | c.y. | ERTH | 11
1400003 | 206.54 | TRENCH EXCAVATION 0'-10' DEEP (SANITARY SEWER) | c.y. | ERTH | 11
1400004 | 255.56 | ROCK IN TRENCH EXCAVATION 0'-10' DEEP (SANITARY SEWER) | c.y. | ERTH | 11
1400005 |  | TRENCH EXCAVATION 0' - 15' DEEP (SANITARY SEWER) | c.y. | ERTH | 11
1400006 |  | ROCK IN TRENCH EXCAVATION 0'-15' DEEP (SANITARY SEWER) | c.y. | ERTH | 11
1400008 | 449.24 | ROCK IN TRENCH EXCAVATION 0'-20' DEEP (SANITARY SEWER) | c.y. | ERTH | 11
1400010 |  | TRENCH EXCAVATION 0 - 40' DEEP (SANITARY SEWER) | c.y. | ERTH | 11
1400051 |  | DEWATERING (SANITARY SEWER) | LS | ERTH | 11
1400052 |  | SEWER ROOT CUTTING | l.f. | UTIL | 11
1400061 | 2,717.00 | 120/240V 100A OUTDOOR RATED RECEPTACLE | ea. | ELEC | 11
1400062 | 241.25 | 120/240V OUTDOOR RATED RECEPTACLE | ea. | ELEC | 11
1400063 |  | 600V AERIAL CABLE - 3*#3 & #6GND | l.f. | ELEC | 11
1400064 | 13.70 | 600V AERIAL CABLE - 3*#4 & #8GND | l.f. | ELEC | 11
1400065 | 12.05 | 600V AERIAL CABLE - 3*#6 & #10GND | l.f. | ELEC | 11
1400066 | 9.75 | 600V AERIAL CABLE - 2*#6 & #10GND | l.f. | ELEC | 11
1400075 |  | 4" P.V.C. FORCE MAIN (SANITARY SEWER) | l.f. | UTIL | 11
1400076 | 185.00 | 6" P.V.C. FORCE MAIN (SANITARY SEWER) | l.f. | UTIL | 11
1400077 |  | 1-1/2" P.V.C. FORCE MAIN (SANITARY SEWER) | l.f. | UTIL | 11
1400078 | 136.00 | 10" P.V.C. BELL & SPIGOT FORCE MAIN (SANITARY SEWER) | l.f. | UTIL | 11
1400079 | 800.00 | 10" P.V.C. FUSCIBLE FORCE MAIN (SANITARY SEWER) | l.f. | UTIL | 11
1400080 | 435.00 | 10" P.V.C. INSULATED DUCTILE IRON PIPE FORCE MAIN (SANITARY SEWER) | l.f. | UTIL | 11
1400095 |  | 12'' P.V.C. FORCE MAIN (SANITARY SEWER) | l.f. | UTIL | 11
1400098 |  | 2" P.V.C. PIPE (SANITARY SEWER) | l.f. | UTIL | 11
1400101 | 264.55 | 6'' POLYVINYL CHLORIDE PIPE (SANITARY SEWER) | l.f. | UTIL | 11
1400102 | 170.58 | 8'' POLYVINYL CHLORIDE PIPE (SANITARY SEWER) | l.f. | UTIL | 11
1400103 |  | 10'' POLYVINYL CHLORIDE PIPE (SANITARY SEWER) | l.f. | UTIL | 11
1400104 | 375.00 | 12'' POLYVINYL CHLORIDE PIPE (SANITARY SEWER) | l.f. | UTIL | 11
1400107 | 450.00 | 15'' POLYVINYL CHLORIDE PIPE (SANITARY SEWER) | l.f. | UTIL | 11
1400108 |  | 24'' POLYVINYL CHLORIDE PIPE (SANITARY SEWER) | l.f. | UTIL | 11
1400109 |  | 24'' POLYVINYL CHLORIDE PIPE (C-905) (SANITARY SEWER) | l.f. | UTIL | 11
1400111 |  | SANITARY SEWER - PRESSURE TESTING | l.f. | TBD | 11
1400117 | 295.06 | 4" POLYVINYL CHLORIDE PIPE (SANITARY SEWER) | l.f. | UTIL | 11
1400118 |  | 8" HIGH DENSITY POLYETHYLENE PIPE (SANITARY SEWER) | l.f. | UTIL | 11
1400122 |  | 30" P.V.C. PIPE (SANITARY SEWER) | l.f. | UTIL | 11
1400123 |  | CONCRETE ENCASED 10" POLYVINYL CHLORIDE PIPE (SANITARY SEWER) | l.f. | UTIL | 11
1400124 |  | CONCRETE ENCASED 12'' POLYVINYL CHLORIDE PIPE (SANITARY SEWER) | l.f. | UTIL | 11
1400125 |  | 1.5" HIGH DENSITY POLYETHYLENE PIPE (SANITARY SEWER) | l.f. | UTIL | 11
1400126 |  | 42" HIGH DENSITY POLYETHYLENE PIPE (SANITARY SEWER) (ESTIMATED COST) | est. | UTIL | 11
1400127 |  | 42" DUCTILE IRON PIPE WITH RESTRAINED JOINTS & FITTINGS | l.f. | UTIL | 11
1400128 |  | 48" HIGH DENSITY POLYETHYLENE PIPE AND HORIZONTAL DIRECTIONAL DRILL INSTALLATION | l.f. | UTIL | 11
1400129 |  | 1.5" HDPE FORCE MAIN (SANITARY SEWER) | l.f. | UTIL | 11
1400130 |  | 2" HDPE FORCE MAIN (SANITARY SEWER) | l.f. | UTIL | 11
1400132 |  | 4" HDPE FORCE MAIN (SANITARY SEWER) | l.f. | CVIL | 11
1400139 |  | 8" POLYVINYL CHLORIDE PRESSURE RATED | l.f. | UTIL | 11
1400160 | 148.00 | 6" HIGH DENSITY POLYETHYLENE PIPE FORCE MAIN (SANITARY SEWER) | l.f. | UTIL | 11
1400185 |  | 1 1/4" HIGH DENSITY POLYETHYLENE PIPE FORCE MAIN (SANITARY SEWER) | l.f. | UTIL | 11
1400190 | 219.83 | 2" LOW PRESSURE SEWER MAIN | l.f. | UTIL | 11
1400201 | 84.00 | CURED IN PLACE PIPE LINING 8"(SANITARY SEWER) | l.f. | TBD | 11
1400202 |  | CURED IN PLACE PIPE LINING 10"(SANITARY SEWER) | l.f. | TBD | 11
1400203 |  | CURED IN PLACE PIPE LINING 12"(SANITARY SEWER) | l.f. | TBD | 11
1400204 |  | CURED IN PLACE PIPE LINING 15"(SANITARY SEWER) | l.f. | TBD | 11
1400205 |  | CURED IN PLACE PIPE LINING 18"(SANITARY SEWER) | l.f. | TBD | 11
1401012 |  | DROP MANHOLE OVER 10' DEEP (SANITARY SEWER) | ea. | UTIL | 11
1401021 | 24,210.39 | DROP MANHOLE ( 4' DIA.) 10' - 20' M DEEP (SANITARY SEWER) | ea. | UTIL | 11
1401023 |  | DROP MANHOLE ( 4' DIA.) 30' - 40' M DEEP (SANITARY SEWER) | ea. | UTIL | 11
1401027 |  | DROP MANHOLE ( 5' DIA.) 30' - 40' M DEEP (SANITARY SEWER) | ea. | UTIL | 11
1401029 |  | DROP MANHOLE ( 6' DIA.) 30' - 40' M DEEP (SANITARY SEWER) | ea. | UTIL | 11
1401031 |  | RELOCATE 10" DUCTILE IRON FORCE MAIN | l.f. | UTIL | 11
1401034 |  | PIPE PROTECTION AT PIERS PM-1 AND PM-2 | l.f. | UTIL | 11
1401035 |  | MAINTENANCE AND PROTECTION OF EXISTING SEWER SERVICE | LS | UTIL | 11
1401036 | 20,500.00 | ABANDON SANITARY SEWER | LS | UTIL | 11
1401038 |  | RECONSTRUCT SANITARY SEWER HOUSE LATERALS | l.f. | UTIL | 11
1401045 |  | HANDLING WATER | LS | UTIL | 11
1401049 |  | 12" R.C. PIPE (SANITARY SEWER) | l.f. | UTIL | 11
1401054 | 413,000.00 | HANDLING SANITARY SEWAGE (SANITARY SEWER) | LS | UTIL | 11
1401056 |  | SANITARY SEWER EXTENSION | LS | UTIL | 11
1401057 |  | ADJUST MONITORING WELL | ea. | UTIL | 11
1401060 |  | RESIN IMPREGNATED LINER (24" BRICK SEWER) | l.f. | UTIL | 11
1401105 |  | 24" R.C. PIPE RG CLASS V (SANITARY SEWER) | FT | UTIL | 11
1401107 |  | 30'' R.C. PIPE RG CLASS IV (SANITARY SEWER) | l.f. | UTIL | 11
1401157 |  | 30" R.C.PIPE RG CLASS V (SANITARY SEWER) | l.f. | UTIL | 11
1401158 |  | 36" R.C.PIPE RG CLASS V (SANITARY SEWER) | l.f. | UTIL | 11
1401237 |  | 6" DUCTILE IRON PIPE FORCE MAIN (SANITARY SEWER) | l.f. | UTIL | 11
1401239 | 300.00 | 4" DUCTILE IRON PIPE (SANITARY SEWER) | l.f. | UTIL | 11
1401240 | 550.00 | 6 '' DUCTILE IRON PIPE (SANITARY SEWER) | l.f. | UTIL | 11
1401241 |  | 8'' DUCTILE IRON PIPE ON BRIDGE (SANITARY SEWER) | l.f. | UTIL | 11
1401242 | 250.00 | 8'' DUCTILE IRON PIPE (SANITARY SEWER) | l.f. | UTIL | 11
1401243 |  | 10" DUCTILE IRON PIPE (SANITARY SEWER) | l.f. | UTIL | 11
1401244 |  | INSTALL 14" SANITARY FORCE MAIN IN TRENCH | l.f. | UTIL | 11
1401245 |  | 15" DUCTILE IRON PIPE (SANITARY SEWER) | FT | TBD | 11
1401246 | 520.00 | 16" DUCTILE IRON PIPE (SANITARY SEWER) | l.f. | UTIL | 11
1401248 |  | 24'' DUCTILE IRON PIPE (SANITARY PIPE) | l.f. | UTIL | 11
1401252 |  | INSTALLATION OF 15" DUCTILE IRON SANITARY SEWER PIPE (TRENCHLESS CONSTRUCTION METHOD) | LS | UTIL | 11
1401253 |  | INSTALLATION OF 24" DUCTILE IRON SANITARY SEWER PIPE (TRENCHLESS CONSTRUCTION METHOD) | LS | UTIL | 11
1401254 |  | 12'' DUCTILE IRON PIPE (SANITARY SEWER) | l.f. | UTIL | 11
1401255 |  | 18" DUCTILE IRON PIPE (SANITARY SEWER) | l.f. | UTIL | 11
1401257 |  | 18" DUCTILE IRON PIPE SUPPORTED ON BRIDGE | l.f. | UTIL | 11
1401258 |  | 20" DUCTILE IRON PIPE (SANITARY SEWER) | l.f. | UTIL | 11
1401259 |  | 6" DUCTILE IRON PIPE SUPPORTED ON BRIDGE (SANITARY SEWER) | l.f. | UTIL | 11
1401261 | 723.00 | 18" DUCTILE IRON PIPE SUPPORTED ON BRIDGE (SANITARY SEWER) | l.f. | UTIL | 11
1401262 |  | 12" DUCTILE IRON PIPE SUPPORTED ON BRIDGE (SANITARY SEWER) | l.f. | UTIL | 11
1401263 |  | 24" DUCTILE IRON PIPE SUPPORTED ON BRIDGE (SANITARY SEWER) | l.f. | UTIL | 11
1401270 |  | CONTINOUS FLOW METERING (SITE NO.1) | LS | UTIL | 11
1401271 |  | CONTINOUS FLOW METERING (SITE NO.2) | LS | UTIL | 11
1401296 | 7,000.00 | CONCRETE ENCASED 16" D.I.P. UNDER RIVERBED (SANITARY SEWER) | l.f. | UTIL | 11
1401375 |  | TRENCH DRAINAGE WATERSTOP (SANITARY SEWER) | ea. | UTIL | 11
1401622 |  | POLYVINYL CHLORIDE TEES OR WYES (SANITARY SEWER) | ea. | UTIL | 11
1401623 |  | 8" PVC Y-BRANCH ON 8" PIPE | ea. | UTIL | 11
1401630 |  | CHIMNEY (SANITARY SEWER) | l.f. | UTIL | 11
1401631 |  | CHIMNEY DROP INLET FOR LATERALS (SANITARY SEWER) | ea. | UTIL | 11
1401632 |  | 4" P.V.C. PIPE AIR JUMPER (SANITARY SEWER) | l.f. | UTIL | 11
1401633 |  | 8" PVC INSIDE DROP INLET | ea. | UTIL | 11
1401635 |  | REMOVE SANITARY SERVICE LATERAL | l.f. | UTIL | 11
1401636 |  | SANITARY SEWER RELOCATION | l.f. | UTIL | 11
1401637 | 205.00 | SERVICE LATERAL (SANITARY SEWER) | l.f. | UTIL | 11
1401638 |  | 4'' POLYVINYL CHLORIDE LATERALS (SANITARY SEWER) | l.f. | UTIL | 11
1401639 |  | SERVICE LATERAL FOR 8" PIPE | l.f. | UTIL | 11
1401642 |  | SERVICE LATERAL (SANITARY SEWER) | ea. | UTIL | 11
1401643 | 261.24 | 6'' POLYVINYL CHLORIDE LATERALS (SANITARY SEWER) | l.f. | UTIL | 11
1401647 |  | 4'' CLEAN OUT (SANITARY SEWER) | ea. | UTIL | 11
1401648 | 3,950.80 | 6'' CLEAN OUT (SANITARY SEWER) | ea. | UTIL | 11
1401655 |  | GREASE INTERCEPTOR TANK | ea. | UTIL | 11
1401656 |  | LEACHING GALLERY | l.f. | UTIL | 11
1401661 | 29,593.70 | SANITARY MANHOLE (4' DIA.) 10' TO 20' DEEP | ea. | UTIL | 11
1401662 | 22,420.57 | SANITARY MANHOLE (4' DIA.) 0' TO 10' DEEP | ea. | UTIL | 11
1401663 |  | SANITARY MANHOLE (5' DIA.) 10' TO 20' DEEP | ea. | UTIL | 11
1401664 |  | SANITARY MANHOLE (4' DIA.) 20' TO 30' DEEP | ea. | UTIL | 11
1401665 |  | SANITARY MANHOLE (4' DIA.) 30' TO 40' DEEP | ea. | UTIL | 11
1401670 |  | SANITARY MANHOLE (5' DIA.) 20' TO 30' DEEP | ea. | UTIL | 11
1401671 |  | SANITARY MANHOLE (5' DIA.) 30' TO 40' DEEP | ea. | UTIL | 11
1401675 |  | SANITARY MANHOLE (6' DIA.) 10' TO 20' DEEP | ea. | UTIL | 11
1401946 | 10,000.00 | CUT AND PLUG ABANDONED SANITARY SEWER | LS | UTIL | 11
1401947 | 35.00 | REMOVE EXISTING PIPE (SANITARY SEWER) | l.f. | UTIL | 11
1401948 |  | CUT AND PLUG ABANDONED SANITARY SEWER LATERAL | LS | UTIL | 11
1401954 |  | 14" STEEL PIPE SLEEVE (SANITARY SEWER) | l.f. | UTIL | 11
1401955 |  | 15" STEEL PIPE SLEEVE (SANITARY SEWER) | l.f. | UTIL | 11
1401959 |  | 10" STEEL PIPE SLEEVE (SANITARY SEWER) | l.f. | UTIL | 11
1401962 |  | 18" STEEL PIPE SLEEVE (SANITARY SEWER) | l.f. | UTIL | 11
1401964 |  | 21'' POLYVINYL CHLORIDE PIPE | l.f. | UTIL | 11
1401970 |  | PRECAST CONCRETE VALVE VAULT (SANITARY SEWER) | ea. | UTIL | 11
1401973 | 715.00 | CONCRETE ENCASEMENT (SANITARY SEWER) | c.y. | UTIL | 11
1401977 |  | CONCRETE FOR ENCASEMENT AND CRADLE (SANITARY SEWER) | c.y. | UTIL | 11
1401980 |  | 8" PVC PIPE (SANITARY SEWER) | l.f. | UTIL | 11
1401984 |  | 18" PVC PIPE (SANITARY SEWER) | l.f. | UTIL | 11
1401985 |  | 14" PVC PIPE (SANITARY SEWER) | l.f. | UTIL | 11
1401987 |  | BEDDING MATERIAL PROCESSED AGGREGATE (SANITARY SEWER) | c.y. | UTIL | 11
1401988 | 2,000.00 | CUT AND PLUG ABANDONED SANITARY SEWER | ea. | UTIL | 11
1401991 |  | 1/2'' CRUSHED STONE BEDDING (SANITARY SEWER) | c.y. | UTIL | 11
1401994 |  | SAND BLANKET COVER (SANITARY SEWER) | c.y. | UTIL | 11
1401997 |  | PIPE TRENCH INSULATION | l.f. | UTIL | 11
1401998 |  | HIGH LOAD INSULATION BLOCK | c.f. | UTIL | 11
1401999 |  | 36" PVC PIPE (SANITARY SEWER) | l.f. | UTIL | 11
1402141 |  | CHIMNEY (SANITARY SEWER) | ea. | UTIL | 11
1402201 |  | 8" X 6" DUCTILE IRON WYE (SANITARY SEWER) | ea. | UTIL | 11
1402500 |  | SHEETING LEFT IN PLACE (SANITARY SEWER) | s.f. | UTIL | 11
1403001 | 12,216.67 | MANHOLE (SANITARY SEWER) | ea. | UTIL | 11
1403002 |  | MANHOLE OVER 10' DEEP (SANITARY SEWER) | ea. | UTIL | 11
1403007 |  | SPECIAL SANITARY MANHOLE | ea. | UTIL | 11
1403008 | 11,500.00 | MANHOLE-TYPE 1 (SANITARY SEWER) | ea. | UTIL | 11
1403009 | 19,170.76 | MANHOLE-TYPE 2 (SANITARY SEWER) | ea. | UTIL | 11
1403010 |  | MANHOLE FRAME AND COVER (SANITARY SEWER) | ea. | UTIL | 11
1403011 |  | DROP MANHOLE (SANITARY SEWER) | ea. | UTIL | 11
1403012 |  | DROP MANHOLE OVER 10' DEEP (SANITARY SEWER) | ea. | UTIL | 11
1403018 | 15,000.00 | INSIDE DROP MANHOLE (SANITARY SEWER) | ea. | UTIL | 11
1403023 |  | MANHOLE (SANITARY)WITH 4' SUMP | ea. | UTIL | 11
1403024 |  | MANHOLE (SANITARY) OVER 10' DEEP WITH 4' SUMP | ea. | UTIL | 11
1403030 | 16,700.00 | DOGHOUSE MANHOLE (SANITARY SEWER) | ea. | UTIL | 11
1403044 |  | SANITARY PUMP STATION NO.1 | LS | UTIL | 11
1403052 |  | ADJUST EXISTING MANHOLE COVER FRAME TO GRADE (SANITARY SEWER) | ea. | UTIL | 11
1403058 |  | GRINDER PUMP AND ENCLOSURE | ea. | UTIL | 11
1403059 | 32,000.00 | CHOPPER PUMP AND ENCLOSURE | ea. | CVIL | 11
1403061 |  | M.D.C. PRECAST CONCRETE MANHOLE (TYPE II) | ea. | UTIL | 11
1403062 |  | M.D.C PRECAST CONCRETE MANHOLE (TYPE IV) | ea. | UTIL | 11
1403083 |  | 4' I.D. TYPE II MANHOLE (SANITARY SEWER) | ea. | UTIL | 11
1403084 |  | 4' I.D. TYPE II MANHOLE OVER 10' DEEP (SANITARY SEWER) | ea. | UTIL | 11
1403085 |  | MANHOLE WITH 6' DIAMETER - OVER 10' DEEP (SANITARY) | ea. | UTIL | 11
1403086 |  | 6' I.D. MANHOLE (SANITARY SEWER) | ea. | UTIL | 11
1403088 |  | SANITARY MANHOLE - TYPE II (5' DIA. BASE MH 2-4) | ea. | UTIL | 11
1403094 |  | 60" I.D. MANHOLE (SANITARY SEWER) | ea. | UTIL | 11
1403096 |  | 48'' I.D. MANHOLE (SANITARY SEWER) | ea. | UTIL | 11
1403097 |  | 48'' I.D. MANHOLE OVER 10' DEEP (SANITARY SEWER) | ea. | UTIL | 11
1403098 |  | 60'' I.D. MANHOLE OVER 10' DEEP (SANITARY SEWER) | ea. | UTIL | 11
1403100 |  | JUNCTION CHAMBER (SANITARY SEWER) | ea. | UTIL | 11
1403101 |  | JUNCTION CHAMBER NO. 1 | ea. | UTIL | 11
1403102 |  | JUNCTION CHAMBER NO. 2 | ea. | UTIL | 11
1403115 |  | INVERTED SIPHON INLET CHAMBER (SANITARY SEWER) | ea. | UTIL | 11
1403116 |  | INVERTED SIPHON OUTLET CHAMBER (SANITARY SEWER) | ea. | UTIL | 11
1403117 | 41,800.00 | CLEAN OUT CHAMBER (SANITARY SEWER) | ea. | UTIL | 11
1403118 | 8,400.00 | BLOW OFF ASSEMBLY (SANITARY SEWER) | ea. | UTIL | 11
1403499 |  | POINT REPAIR (SANITARY SEWER) | ea. | UTIL | 11
1403501 | 1,803.31 | RESET MANHOLE (SANITARY SEWER) | ea. | UTIL | 11
1403505 |  | REBUILD MANHOLE (SANITARY SEWER) | ea. | UTIL | 11
1403507 |  | ALTER EXISTING MANHOLE (SANITARY SEWER) | ea. | UTIL | 11
1403510 |  | RESET VALVE BOX (SANITARY SEWER) | ea. | UTIL | 11
1403517 | 1,325.00 | REMOVE SANITARY MANHOLE (SANITARY SEWER) | ea. | UTIL | 11
1403529 |  | TEMPORARY SHEET PILING (SANITARY SEWER) | s.f. | UTIL | 11
1403531 | 1,200.00 | CONNECTION TO EXISTING SANITARY SEWER MANHOLE | ea. | UTIL | 11
1403604 | 4,000.00 | ABANDON MANHOLE (SANITARY SEWER) | ea. | UTIL | 11
1403606 | 1,000.00 | REMOVAL OF EXISTING SEWER PIPE | l.f. | UTIL | 11
1403608 |  | REMOVAL OF EXISTING SANITARY SEWER | l.f. | UTIL | 11
1403610 |  | PUMP STATION DEMOLITION | LS | UTIL | 11
1403614 |  | SEPTIC TANK ABANDONMENT | LS | UTIL | 11
1403615 |  | RELOCATE SANITARY SEWER LINE | LS | UTIL | 11
1403616 |  | SANITARY SEWER CLEANING | l.f. | UTIL | 11
1403672 |  | RAISE M.D.C. STRUCTURE NO. 4 | LS | UTIL | 11
1403673 |  | RAISE M.D.C. STRUCTURE NO. 1 | LS | UTIL | 11
1403674 |  | RAISE M.D.C. SIPHON CHAMBER | LS | UTIL | 11
1403720 |  | SPECIAL SANITARY STRUCTURE NO. 1 | LS | UTIL | 11
1404102 | 63,500.00 | SEPTIC SYSTEM | LS | UTIL | 11
1404105 |  | PUMPING STATION (SANITARY SEWER) | LS | UTIL | 11
1404109 | 107,155.00 | SANITARY SEWER RECONSTRUCTION | LS | UTIL | 11
1404110 |  | CONCRETE GROSS PARTICLE SEPARATOR | ea. | UTIL | 11
1404111 |  | CONCRETE GROSS PARTICLE SEPARATOR NO. 1 | ea. | UTIL | 11
1404112 |  | CONCRETE GROSS PARTICLE SEPARATOR NO. 2 | ea. | UTIL | 11
1404114 |  | CONCRETE GROSS PARTICLE SEPARATOR NO. 3 | ea. | UTIL | 11
1404115 |  | CONCRETE GROSS PARTICLE SEPARATOR NO. 4 | ea. | UTIL | 11
1404116 |  | CONCRETE GROSS PARTICLE SEPARATOR NO. 5 | ea. | UTIL | 11
1404117 |  | CONCRETE GROSS PARTICLE SEPARATOR NO. 6 | ea. | UTIL | 11
1404118 |  | CONCRETE GROSS PARTICLE SEPARATOR NO. 7 | ea. | UTIL | 11
1404119 |  | CONCRETE GROSS PARTICLE SEPARATOR NO. 8 | ea. | UTIL | 11
1404120 |  | MODIFICATIONS TO EXISTING GROSS PARTICLE SEPARATOR | LS | UTIL | 11
1404501 |  | HOUSE CONNECTIONS (SANITARY SEWER) | ea. | UTIL | 11
1404512 |  | SERVICE CONNECTION(SANITARY SEWER) | ea. | UTIL | 11
1404532 |  | CONNECTION TO 12" MAIN (SANITARY SEWER) | ea. | UTIL | 11
1404533 |  | CONNECTION TO 15" MAIN (SANITARY SEWER) | ea. | UTIL | 11
1404534 | 6,140.00 | LATERAL SERVICE RECONNECTIONS | ea. | UTIL | 11
1404535 |  | 6" SEWER SERVICE CURED -IN-PLACE TOP HAT (2-FT) | ea. | UTIL | 11
1405006 |  | CLASS ''A'' CONCRETE (SANITARY SEWER) | c.y. | UTIL | 11
1405067 |  | BITUMINOUS CONCRETE FOR PATCHING (SANITARY SEWER) | s.y. | UTIL | 11
1405075 | 30.00 | TELEVISION PIPE LINE INSPECTION (SANITARY SEWER) | l.f. | UTIL | 11
1405081 |  | GRANULAR FILL (SANITARY SEWER) | c.y. | UTIL | 11
1405103 |  | BEDDING MATERIAL (SANITARY SEWER) | c.y. | UTIL | 11
1405120 |  | ABANDON SANITARY FORCE MAIN | l.f. | UTIL | 11
1405126 |  | BITUMINOUS CONCRETE SIDEWALK (SANITARY SEWER) | s.y. | UTIL | 11
1406005 |  | 6'' PIPE COUPLINGS (SANITARY SEWER) | ea. | UTIL | 11
1406009 |  | 2'' PIPE COUPLINGS (SANITARY SEWER) | ea. | UTIL | 11
1408159 | 290.76 | TRENCH EXCAVATION (0' - 25') DEEP (SANITARY SEWER) | c.y. | ERTH | 11
1408455 | 50,000.00 | TEMPORARY SANITARY SEWER BYPASS | LS | UTIL | 11
1408456 |  | TEMPORARY SANITARY SEWER BYPASS (SITE 1) | LS | UTIL | 11
1408457 |  | TEMPORARY SANITARY SEWER BYPASS (SITE 2) | LS | UTIL | 11
1408504 |  | TURF ESTABLISHMENT (SANITARY SEWER) | s.y. | UTIL | 11
1408549 |  | HIGH PRESSURE TEST (SANITARY SEWER) | LS | UTIL | 11
1408551 |  | TESTING PIPING SYSTEM (SANITARY SEWER) | LS | UTIL | 11
1408605 |  | 4" GATE VALVE (SANITARY SEWER) | ea. | UTIL | 11
1408801 |  | PUMP STATION BUILDING AND EQUIPMENT | LS | UTIL | 11
1408802 | 110,000.00 | ELECTRICAL INSTALLATION AND EQUIPMENT | LS | ELEC | 11
1409502 |  | JACK SANITARY SEWER | l.f. | UTIL | 11
1409999 |  | SANITARY SEWER STREAM AND CULVERT CROSSING (SANITARY SEWER) | LS | UTIL | 11
1499999 |  | CONTRACTOR SITE-SPECIFIC GNHWPCA SEWER SYSTEM EMERGENCY RESPONSE PLAN | LS | UTIL | 11
1500006 | 1.00 | UTILITY ADJUSTMENT (ESTIMATED COST PLUS) | est. | UTIL | 11
1500007 |  | 3'' FIBERGLASS CONDUIT IN STRUCTURE (ENCASED) | l.f. | UTIL | 11
1500008 |  | 5'' FIBERGLASS CONDUIT IN STRUCTURE | l.f. | UTIL | 11
1500010 | 85.80 | 4'' FIBERGLASS CONDUIT IN STRUCTURE | l.f. | UTIL | 11
1500012 |  | 4'' FIBERGLASS CONDUIT IN STRUCTURE (ENCASED) | l.f. | UTIL | 11
1500016 |  | 4'' FIBERGLASS CONDUIT FASTENED TO BRIDGE | l.f. | UTIL | 11
1500020 |  | 4'' PVC CONDUIT IN SIDEWALK | l.f. | UTIL | 11
1500024 |  | 4" FIBERGLASS CONDUIT FASTENED TO BRIDGE | l.f. | UTIL | 11
1500027 |  | 6" FIBERGLASS CONDUIT FASTENED TO BRIDGE | l.f. | UTIL | 11
1500028 |  | 5" FIBERGLASS CONDUIT FASTENED TO STRUCTURE | l.f. | UTIL | 11
1500029 |  | 4'' P.V.C CONDUIT IN SIDEWALK | l.f. | UTIL | 11
1500031 |  | 6" STRUCTURE MOUNTED DUCT BANK (12 DUCTS) | l.f. | UTIL | 11
1500032 |  | 6" RMC STRUCTURE MOUNTED DUCT BANK (12 DUCTS) | l.f. | UTIL | 11
1500040 |  | CONCRETE ENCASED UTILITY CONDUIT - 5" PVC (3 X 3) | l.f. | UTIL | 11
1500041 |  | CONCRETE ENCASED UTILITY CONDUIT - 5" PVC (2 X 1) | l.f. | UTIL | 11
1500042 |  | CONCRETE ENCASED UTILITY CONDUIT - 2" PVC (2 X 1) | l.f. | UTIL | 11
1500043 |  | 4 - 6" SCHEDULE 80 PVC CONDUIT WITH PROTECTIVE CONCRETE | l.f. | UTIL | 11
1500044 |  | CONCRETE ENCASED UTILITY CONDUIT - 4" PVC (2 X 1) | l.f. | UTIL | 11
1500045 |  | CONCRETE ENCASED UTILITY CONDUIT - 4" PVC (3 X 2) | l.f. | UTIL | 11
1500046 |  | CONCRETE ENCASED UTILITY CONDUIT - 4" PVC (4 X 2) | l.f. | UTIL | 11
1500100 |  | 5" STEEL CONDUIT FASTENED TO BRIDGE | l.f. | TBD | 11
1500101 |  | EARTH EXCAVATION 0' - 4' (GAS MAIN) | c.y. | ERTH | 11
1500102 |  | EARTH EXCAVATION 0' - 10' (GAS MAIN) | c.y. | ERTH | 11
1500103 |  | ROCK EXCAVATION 0' - 4' (GAS MAIN) | c.y. | ERTH | 11
1500104 |  | ROCK EXCAVATION 0' - 10' (GAS MAIN) | c.y. | ERTH | 11
1500105 |  | TEST PIT EXCAVATION (GAS MAIN) | c.y. | ERTH | 11
1500111 | 700,000.00 | INSTALLATION OF FIBERGLASS CONDUIT SYSTEM - COMPLETE | LS | UTIL | 11
1500114 |  | INSTALLATION OF 5'' FIBERGLASS CONDUIT | l.f. | UTIL | 11
1500123 | 420.00 | CONCRETE DUCT BANK | l.f. | UTIL | 11
1500126 |  | UTILITY CONDUIT RELOCATION | l.f. | UTIL | 11
1500127 |  | INSTALLING 4" TELEPHONE CONDUITS IN CONCRETE SIDEWALK | LS | UTIL | 11
1500130 |  | INSTALL CONDUIT IN TRENCH - U.I. | l.f. | UTIL | 11
1500131 |  | INSTALL CONDUIT IN TRENCH - A.T. & T. | l.f. | UTIL | 11
1500132 |  | INSTALL CONDUIT IN TRENCH - CABLEVISION | l.f. | UTIL | 11
1500170 |  | PRECAST CONCRETE ELECTRICAL JUNCTION CHAMBER TYPE A | ea. | UTIL | 11
1500171 |  | PRECAST CONCRETE ELECTRICAL JUNCTION CHAMBER TYPE B | ea. | UTIL | 11
1500193 |  | ACCESS MANHOLE AND COVER (UTILITY) | ea. | UTIL | 11
1500209 | 3,125.00 | RESET MANHOLE (ELECTRIC) | ea. | UTIL | 11
1500210 | 2,528.57 | RESET MANHOLE (TELEPHONE) | ea. | UTIL | 11
1500250 |  | SUPPORT FOR 5" CONDUIT IN STRUCTURE (ELECTRIC) | LS | UTIL | 11
1500251 |  | SUPPORT FOR 4" CONDUIT IN STRUCTURE (TELEPHONE) | LS | UTIL | 11
1500323 |  | INSTALL 8" STEEL GAS MAIN | LS | UTIL | 11
1500324 |  | INSTALL 4" STEEL GAS MAIN | LS | UTIL | 11
1500325 |  | INSTALL 16" GAS MAIN | l.f. | UTIL | 11
1500327 |  | 12" TRENCHLESS EXCAVATION AND PIPING INSTALLATION | LS | UTIL | 11
1501164 |  | SUPPORT FOR GAS MAIN | LS | UTIL | 11
1501165 |  | GAS MAIN SUPPORT SYSTEM (SITE NO. 5) | LS | UTIL | 11
1501166 |  | GAS MAIN SUPPORT SYSTEM (SITE NO. 6) | LS | UTIL | 11
1501201 |  | 12" STEEL CASING PIPE | l.f. | UTIL | 11
1501206 |  | 15" STEEL CASING PIPE | l.f. | UTIL | 11
1501207 |  | 18" STEEL CASING PIPE (GAS) | l.f. | UTIL | 11
1501211 |  | INSTALL 8''SLEEVE(GAS MAIN) | LS | UTIL | 11
1501212 |  | INSTALL 8''GAS MAIN ON BRIDGE | LS | UTIL | 11
1501224 |  | INSTALL 6'' PLASTIC GAS MAIN | LS | UTIL | 11
1501225 |  | 6" STEEL CASING PIPE | l.f. | UTIL | 11
1501226 | 150.00 | 8" STEEL CASING PIPE | l.f. | UTIL | 11
1501227 |  | 10" STEEL CASING PIPE | l.f. | UTIL | 11
1501228 |  | 16" STEEL CASING PIPE | l.f. | UTIL | 11
1501234 |  | 6" HIGH DENSITY POLYETHYLENE GAS MAIN | l.f. | UTIL | 11
1501500 |  | REMOVE PIPE | l.f. | UTIL | 11
1501900 |  | UNDERGROUND PROPANE GAS LINE | l.f. | UTIL | 11
1501901 |  | RELOCATE PROPANE GAS TANKS | LS | UTIL | 11
1504010 | 44,918.28 | TEMPORARY SUPPORT OF UTILITIES | LS | UTIL | 11
1504011 |  | TEMPORARY SUPPORT OF UTILITIES (SITE NO.1) | LS | UTIL | 11
1504012 |  | TEMPORARY SUPPORT OF UTILITIES (SITE NO.2) | LS | UTIL | 11
1504013 |  | TEMPORARY SUPPORT OF UTILITIES (SITE NO.3) | LS | UTIL | 11
1504014 |  | TEMPORARY SUPPORT OF UTILITIES (SITE NO.4) | LS | UTIL | 11
1504018 |  | TEMPORARY SUPPORT OF UTILITIES (SITE NO. 8) | LS | UTIL | 11
1504040 |  | TEMPORARY SUPPORT FOR EXISTING TELEPHONE DUCTS | LS | UTIL | 11
1507000 | 29,992.02 | PROTECTION AND SUPPORT OF EXISTING UTILITIES | LS | UTIL | 11
1507000.01 | 15,000.00 | PROTECTION AND SUPPORT OF EXISTING UTILITIES (SITE No.1) | LS | UTIL | 11
1507000.02 | 20,000.00 | PROTECTION AND SUPPORT OF EXISTING UTILITIES (SITE NO.2) | LS | UTIL | 11
1507050 |  | PROTECTION OF 12" PETROLEUM FUEL LINE | LS | UTIL | 11
1600001 |  | FUEL COST | LS | INCD | 11
1600002 | 1.00 | FUEL ADJUSTMENT COST (ESTIMATED COST) | est. | INCD | 11
1600010 |  | CEMENT COST ADJUSTMENT (ESTIMATED COST) | est. | INCD | 11
1600020 | 1.00 | REINFORCING STEEL COST ADJUSTMENT (ESTIMATED COST) | est. | INCD | 11
1600021 | 1.00 | STEEL COST ADJUSTMENT | est. | INCD | 11
1610061 |  | REMOVAL OF METAL POLE | ea. | UTIL | 11
1700001 | 1.00 | SERVICE CONNECTIONS (ESTIMATED COST) | est. | UTIL | 11
1700002 |  | UTILITY COMPANY SERVICE FEES (ESTIMATED COST) | est. | UTIL | 11
1700003 |  | CONTRACTOR SUPPLIED MATERIALS TO OTHERS (ESTIMATED COST) | est. | INCD | 11
1700004 | 1.00 | SERVICES PROVIDED BY OTHERS (ESTIMATED COST) | est. | INCD | 11
1801180 |  | TEMPORARY IMPACT ATTENUATOR (G-R-E-A-T SYSTEM) | ea. | GDRL | 11
1801181 |  | REPAIR OF TEMPORARY IMPACT ATTENUATOR (G-R-E-A-T) SYSTEM | ea. | GDRL | 11
1801185 |  | RELOCATE TEMPORARY IMPACT ATTENUATOR (G-R-E-A-T SYSTEM) | ea. | GDRL | 11
1802090 |  | IMPACT ATTENUATOR(SENTRY SYSTEM) | ea. | GDRL | 11
1802091 |  | IMPACT ATTENUATOR(SENTRY SYSTEM) REPLACEMENT PARTS | ea. | GDRL | 11
1802100 |  | IMPACT ATTENUATOR (A.D.I.E.M.) | ea. | GDRL | 11
1802101 |  | IMPACT ATTENUATOR (A.D.I.E.M.) REPLACEMENT PARTS | LS | GDRL | 11
1802102 |  | RELOCATED IMPACT ATTENUATION SYSTEM (A.D.I.E.M.) | ea. | GDRL | 11
1802200.02 |  | PERMANENT SAND BARREL (200 lb.) | ea. | GDRL | 11
1802200.04 |  | PERMANENT SAND BARREL (400 lb.) | ea. | GDRL | 11
1802200.07 |  | PERMANENT SAND BARREL (700 lb.) | ea. | GDRL | 11
1802200.21 |  | PERMANENT SAND BARREL (2100 lb.) | ea. | GDRL | 11
1802210.02 | 441.87 | TEMPORARY SAND BARREL (200 lb.) | ea. | GDRL | 11
1802210.04 | 439.25 | TEMPORARY SAND BARREL (400 lb.) | ea. | GDRL | 11
1802210.07 | 497.07 | TEMPORARY SAND BARREL (700 lb.) | ea. | GDRL | 11
1802210.14 | 511.59 | TEMPORARY SAND BARREL (1400 lb.) | ea. | GDRL | 11
1802210.21 | 530.94 | TEMPORARY SAND BARREL (2100 lb.) | ea. | GDRL | 11
1802211.02 | 178.71 | RELOCATION OF TEMPORARY SAND BARREL (200 lb.) | ea. | GDRL | 11
1802211.04 | 171.95 | RELOCATION OF TEMPORARY SAND BARREL (400 lb.) | ea. | GDRL | 11
1802211.07 | 184.48 | RELOCATION OF TEMPORARY SAND BARREL (700 lb.) | ea. | GDRL | 11
1802211.14 | 190.52 | RELOCATION OF TEMPORARY SAND BARREL (1400 lb.) | ea. | GDRL | 11
1802211.21 | 179.13 | RELOCATION OF TEMPORARY SAND BARREL (2100 lb.) | ea. | GDRL | 11
1803100 |  | IMPACT ATTENUATOR (ET 2000) | ea. | GDRL | 11
1803101 |  | IMPACT ATTENUATOR (ET-2000) REPLACEMENT PARTS | LS | GDRL | 11
1803300 | 5,171.48 | IMPACT ATTENUATION SYSTEM (TANGENTIAL) | ea. | GDRL | 11
1803301 | 12,245.27 | TEMPORARY IMPACT ATTENUATION SYSTEM (TANGENTIAL) | ea. | GDRL | 11
1803302 | 1.00 | REPAIR OF IMPACT ATTENUATION SYSTEM (TANGENTIAL) | est. | GDRL | 11
1803312 | 5,555.13 | IMPACT ATTENUATION SYSTEM (FLARED) | ea. | GDRL | 11
1803313 | 6,499.20 | TEMPORARY IMPACT ATTENUATION SYSTEM (FLARED) | ea. | GDRL | 11
1803314 | 1.00 | REPAIR OF IMPACT ATTENUATION SYSTEM (FLARED) | est. | GDRL | 11
1803324 | 11,050.00 | IMPACT ATTENUATION SYSTEM (MEDIAN/GORE) | ea. | GDRL | 11
1803325 | 11,645.00 | TEMPORARY IMPACT ATTENUATION SYSTEM (MEDIAN/GORE) | ea. | GDRL | 11
1803326 |  | REPAIR OF IMPACT ATTENUATION SYSTEM (MEDIAN/GORE) | est. | GDRL | 11
1803336 | 41,074.57 | IMPACT ATTENUATION SYSTEM (NON-GATING) | ea. | GDRL | 11
1803337 |  | TEMPORARY IMPACT ATTENUATION SYSTEM (NON-GATING) | ea. | GDRL | 11
1803338 | 1.00 | REPAIR OF IMPACT ATTENUATION SYSTEM (NON-GATING) | est. | GDRL | 11
1803348 |  | IMPACT ATTENUATION SYSTEM (NON-GATING - HIGH INCIDENT) | ea. | GDRL | 11
1803349 |  | TEMPORARY IMPACT ATTENUATION SYSTEM (NON-GATING - HIGH INCIDENT) | ea. | GDRL | 11
1803350 |  | REPAIR OF IMPACT ATTENUATION SYSTEM (NON-GATING - HIGH INCIDENT) | est. | GDRL | 11
1806202 | 81.10 | TRUCK-MOUNTED OR TRAILER-MOUNTED IMPACT ATTENUATOR | hr | GDRL | 11
1806226 | 79.95 | PRE-WARNING VEHICLE | hr | GDRL | 11
1807102 |  | RELOCATION OF TEMPORARY IMPACT ATTENUATOR (G-R-E-A-T SYSTEM) | ea. | GDRL | 11
1807103 |  | RELOCATION OF TEMPORARY IMPACT ATTENUATION SYSTEM TYPE III | ea. | GDRL | 11
1807200 |  | TEMPORARY IMPACT ATTENUATION SYSTEM TYPE B | ea. | GDRL | 11
1807201 |  | RELOCATION OF TEMPORARY IMPACT ATTENUATION SYSTEM TYPE B | ea. | GDRL | 11
1807202 | 1.00 | REPAIR OF TEMPORARY IMPACT ATTENUATION SYSTEM (ESTIMATED COST) | est. | GDRL | 11
1807203 |  | TEMPORARY IMPACT ATTENUATION SYSTEM (ABSORB 350) | ea. | GDRL | 11
1807204 |  | REPAIR OF TEMPORARY IMPACT ATTENUATION SYSTEM (ABSORB 350) | ea. | GDRL | 11
1807210 | 9,501.97 | TEMPORARY IMPACT ATTENUATION SYSTEM | ea. | GDRL | 11
1807211 | 1,449.33 | RELOCATION OF TEMPORARY IMPACT ATTENUATION SYSTEM | ea. | GDRL | 11
1808000 |  | REMOVE IMPACT ATTENUATOR (G-R-E-A-T SYSTEM) | ea. | GDRL | 11
1808100 |  | IMPACT ATTENUATOR (C.A.T.) | ea. | GDRL | 11
1808101 |  | IMPACT ATTENUATOR (C.A.T.) REPLACEMENT PARTS | LS | GDRL | 11
1808102 |  | IMPACT ATTENUATION SYSTEM (HEX FOAM SANDWICH SYSTEM)4 BAY | ea. | GDRL | 11
1808103 |  | IMPACT ATTENUATION SYSTEM (HEX FOAM SANDWICH SYSTEM)7 BAY | ea. | GDRL | 11
1808105 |  | IMPACT ATTENUATOR (TRACC) | ea. | GDRL | 11
1808201 |  | IMPACT ATTENUATOR REPLACEMENT PARTS | LS | GDRL | 11
1808202 |  | IMPACT ATTENUATOR REPLACEMENT PARTS | ea. | GDRL | 11
1808210 |  | IMPACT ATTENUATOR | ea. | GDRL | 11
1808350 |  | IMPACT ATTENUATOR (C-A-T 350) | ea. | GDRL | 11
1808351 |  | IMPACT ATTENUATOR (C-A-T 350) REPLACEMENT PARTS | LS | GDRL | 11
1808513 |  | IMPACT ATTENUATOR(QAUDGUARD - QS2403Y) | ea. | GDRL | 11
1808514 |  | IMPACT ATTENUATOR(QAUDGUARD - QS2409Y) | ea. | GDRL | 11
1808531 |  | IMPACT ATTENUATOR (QUADGUARD - QS3602Y) | ea. | GDRL | 11
1808532 |  | IMPACT ATTENUATOR (QUADGUARD - QS3603Y) | ea. | GDRL | 11
1808539 |  | IMPACT ATTENUATOR (QUADGUARD - QS3609Y) | ea. | GDRL | 11
1808551 |  | IMPACT ATTENUATOR (QUADGUARD - QS6906Y | ea. | GDRL | 11
1808561 |  | IMPACT ATTENUATOR (QUADGUARD - QS9003Y) | ea. | GDRL | 11
1808562 |  | IMPACT ATTENUATOR (QUADGUARD - QS9006Y) | ea. | GDRL | 11
1808563 |  | IMPACT ATTENUATOR (QUADGUARD - QS9009Y) | ea. | GDRL | 11
1808571 |  | QUADGUARD SPARE PARTS (NARROW) | LS | GDRL | 11
1808580 | 1,000.00 | RELOCATE IMPACT ATTENUATOR | ea. | GDRL | 11
1808776 |  | IMPACT ATTENUATOR SRT 350 (FLARED) | ea. | GDRL | 11
1808777 |  | IMPACT ATTENUATOR SRT 350 (TANGENT) | ea. | GDRL | 11
1808778 |  | IMPACT ATTENUATOR (SRT 350) | ea. | GDRL | 11
1808779 |  | IMPACT ATTENUATOR (SRT 350) REPLACEMENT PARTS | LS | GDRL | 11
1808780 |  | IMPACT ATTENUATOR (SRT 350) REPLACEMENT PARTS | ea. | GDRL | 11
1808782 |  | IMPACT ATTENUATOR REPLACEMENT PARTS (REACT 350) | LS | GDRL | 11
1808786 |  | IMPACT ATTENUATOR (REACT 350.6) | ea. | GDRL | 11
1808789 |  | IMPACT ATTENUATOR (REACT 350.9) | ea. | GDRL | 11
1808795 |  | IMPACT ATTENUATOR (REACT 350.HS) | ea. | GDRL | 11
1808815 |  | IMPACT ATTENUATOR (REACT 350.2440 WIDE) | ea. | GDRL | 11
1809000 | 10,000.00 | REMOVE IMPACT ATTENUATION DEVICE | ea. | GDRL | 11
1809001 | 100.00 | REMOVE IMPACT ATTENUATION DEVICE (SAND INERTIAL BARRIER MODULE) | ea. | GDRL | 11
1809501 |  | RESET IMPACT ATTENUATOR | ea. | GDRL | 11
1811001 |  | VEHICLE ARRESTING BARRIER SYSTEM | LS | GDRL | 11
2999998 | 1.00 | ON-THE-JOB TRAINING PROGRAM | hr | INCD | 11
2999999 |  | TRAINING | ea. | INCD | 11
3000006 |  | WORK BY STATE FORCES (MISC.) | LS | INCD | 11
3000007 |  | WORK BY STATE FORCES MAINTENANCE | LS | INCD | 11
3000022 |  | WORK BY STATE FORCES (TRAFFIC CONTROL SIGNALS) | LS | INCD | 11
3000028 |  | WORK BY STATE FORCES(ELECTRICAL) | LS | INCD | 11
3000038 |  | STATE FURNISHED MATERIAL | LS | INCD | 11
3000052 |  | WORK BY NORTHEAST UTILITY CO. ACTIVITY 26 | LS | UTIL | 11
3000053 |  | WORK BY SNET CO. ACTIVTY 26 | LS | UTIL | 11
3000056 |  | WORK BY C.L.& POWER CO. ACTIVITY 26 | LS | UTIL | 11
3000057 |  | WORK BY UNITED ILLUMINATING CO. ACTIVITY 26 | LS | UTIL | 11
3000059 |  | WORK BY OTHER UTILITIES ACTIVITY 26 | LS | UTIL | 11
3000062 |  | WORK BY CITY OF NORWICH UTILITIES (ACTIVITY 26) | LS | UTIL | 11
3000092 |  | WORK BY STATE FORCES (ELECTRONICS LAB) | LS | INCD | 11
3000094 |  | WORK BY STATE FORCES, UNIT 1511 (ACTIVITY 56) | LS | INCD | 11
3000095 |  | WORK BY STATE FORCES, UNIT 1402 (ACTIVITY 56) | LS | INCD | 11
3000096 |  | WORK BY STATE FORCES, UNIT 1512 (ACTIVITY 56) | LS | INCD | 11
3000100 |  | PROGRAM CONTINGENCY | LS | INCD | 11
3000101 |  | TRAFFICMEN (STATE POLICE OFFICERS) | LS | TRAF | 11
3000226 |  | National Audubon Society | LS | INCD | 11
3000337 |  | CT - DEPARTMENT OF ENERGY AND ENVIRONMENTAL PROTECTION | LS | INCD | 11
3100002 |  | A.T. AND T. CO. | LS | UTIL | 11
3100008 |  | NATIONAL RAILROAD PASSENGER CORPORATION | LS | UTIL | 11
3100009 |  | CONSOLIDATED RAIL CORPORATION | LS | UTIL | 11
3100012 |  | C.L.+ POWER CO. dba EVERSOURCE ENERGY- ELECTRICAL DISTRIBUTION | LS | UTIL | 11
3100021 |  | SOUTHERN CONNECTICUT GAS CO. | LS | UTIL | 11
3100025 |  | CITY OF NEW BRITAIN (WATER) | LS | UTIL | 11
3100031 |  | HAZARDVILLE WATER COMPANY | LS | UTIL | 11
3100032 |  | PLAINVILLE WATER CO. | LS | UTIL | 11
3100033 |  | TOWN OF PLAINFIELD - PLANNING AND ENGINEERING | LS | UTIL | 11
3100034 |  | SALMON BROOK WATER COMPANY | LS | UTIL | 11
3100037 |  | BUCKEYE PIPE LINE COMPANY, LP | LS | UTIL | 11
3100038 |  | CONNECTICUT WATER CO. (SOUTHERN DIVISION) | LS | UTIL | 11
3100039 |  | CONNECTICUT NATURAL GAS CORP. | LS | UTIL | 11
3100041 |  | ALGONGUIN GAS CO. | LS | UTIL | 11
3100042 |  | CITY OF NORWICH-DEPARTMENT OF PUBLIC UTILITIES | LS | UTIL | 11
3100044 |  | CONNECTICUT WATER CO. (NORTHERN DIVISION) | LS | UTIL | 11
3100045 |  | TOWN OF PLAINVILLE (SEWER) | LS | UTIL | 11
3100046 |  | SOUTHINGTON WATER CO. | LS | UTIL | 11
3100047 |  | TOWN OF WEST HARTFORD | LS | UTIL | 11
3100048 |  | BIRMINGHAM WATER CO. | LS | UTIL | 11
3100049 |  | UNITED ILLUMINATING CO. (TRANSMISSION) | LS | UTIL | 11
3100050 |  | UNITED ILLUMINATING CO. | LS | UTIL | 11
3100051 |  | UNITED ILLUMINATING CO. (DISTRIBUTION) | LS | UTIL | 11
3100052 |  | BRIDGEPORT HYDRAULIC CO. | LS | UTIL | 11
3100053 |  | CITY OF BRIDGEPORT | LS | UTIL | 11
3100054 |  | CITY OF NORWALK - THIRD TAXING DISTRICT, ELECTRICAL DEPARTMENT | LS | TBD | 11
3100055 |  | CITY OF NORWALK - FIRST DISTRICT WATER DEPARTMENT | LS | UTIL | 11
3100056 |  | CITY OF NORWALK - SECOND DISTRICT WATER DEPARTMENT | LS | UTIL | 11
3100058 |  | CITY OF NORWALK - DEPARTMENT OF PUBLIC WORKS (SANITARY SEWER) | LS | UTIL | 11
3100059 |  | CITY OF NORWALK - DEPARTMENT OF PUBLIC WORKS | LS | UTIL | 11
3100060 |  | TOWN OF WALLINGFORD (ELECTRIC) | LS | UTIL | 11
3100061 |  | TOWN OF WALLINGFORD (WATER) | LS | UTIL | 11
3100062 |  | NORFOLK SEWER DISTRICT | LS | UTIL | 11
3100063 |  | TOWN OF TOLLAND | LS | UTIL | 11
3100065 |  | TOWN OF PORTLAND (WATER DEPARTMENT) | LS | UTIL | 11
3100067 |  | BOZRAH LIGHT + POWER CO. | LS | UTIL | 11
3100068 |  | TOWN OF PUTNAM (WATER/SEWER) | LS | UTIL | 11
3100072 |  | METROPOLITAN DISTRICT WATER BUREAU | LS | UTIL | 11
3100074 |  | SIDERA NETWORKS | LS | UTIL | 11
3100075 |  | CITY OF MILFORD (SANITARY SEWER) | LS | UTIL | 11
3100081 |  | TOWN OF MANCHESTER - DEPARTMENT OF PUBLIC WORKS | LS | UTIL | 11
3100082 |  | CENTRAL VERMONT RAILWAYS INC. | LS | UTIL | 11
3100084 |  | CITY OF GROTON (WATER) | LS | UTIL | 11
3100085 |  | CITY OF GROTON (ELECTRIC) | LS | UTIL | 11
3100088 |  | TOWN OF GRANBY | LS | UTIL | 11
3100092 |  | TOWN OF MANCHESTER DISTRICT WATER DEPARTMENT | LS | UTIL | 11
3100094 |  | PAWCATUCK FIRE DISTRICT | LS | UTIL | 11
3100095 |  | CITY OF BRISTOL (SANITARY SEWER) | LS | UTIL | 11
3100096 |  | CITY OF BRISTOL (FIRE ALARM) | LS | UTIL | 11
3100103 |  | JEWETT CITY WATER CO. | LS | UTIL | 11
3100111 |  | SOUTH NORWALK ELECTRIC WORKS | LS | UTIL | 11
3100112 |  | METRO-NORTH COMMUTER RAILROAD COMPANY | LS | UTIL | 11
3100113 |  | NORTHEAST UTILITIES SERVICE CO. | LS | UTIL | 11
3100114 |  | TELEPORT COMMUNICATIONS AMERICA | LS | UTIL | 11
3100115 |  | ZAYO GROUP COMMUNICATIONS | LS | UTIL | 11
3100116 |  | SOUTH CENTRAL CONN. REGIONAL WATER AUTHORITY | LS | UTIL | 11
3100124 |  | CITY OF BRISTOL (WATER DEPT.) | LS | UTIL | 11
3100127 |  | YANKEE GAS SERVICE CO. dba EVERSOURCE ENERGY - GAS DISTRIBUTION | LS | UTIL | 11
3100129 |  | JEWETT CITY ELECTRIC COMPANY | LS | UTIL | 11
3100131 |  | CONNECTICUT WATER COMPANY | LS | UTIL | 11
3100135 |  | CITY OF MERIDEN - DEPARTMENT OF PUBLIC WORKS (WATER BUREAU) | LS | UTIL | 11
3100136 |  | CITY OF DANBURY | LS | UTIL | 11
3100138 |  | UNIONVILLE WATER | LS | UTIL | 11
3100139 |  | METROPOLITAN DISTRICT COMMISSION | LS | UTIL | 11
3100142 |  | YANKEE GAS (R.O.W.) | LS | UTIL | 11
3100143 |  | CONNECTICUT AMERICAN WATER CO. | LS | UTIL | 11
3100147 |  | CITY OF WATERBURY BUREAU OF WATER | LS | UTIL | 11
3100148 |  | A. T. AND T. BROADBAND | LS | UTIL | 11
3100149 |  | TOWN OF BETHEL - WATER | LS | UTIL | 11
3100150 |  | TOWN OF ENFIELD | LS | UTIL | 11
3100152 |  | CITY OF NEW LONDON - DEPARTMENT OF PUBLIC UTILITIES | LS | UTIL | 11
3100153 |  | VERIZON | LS | UTIL | 11
3100154 |  | MIDDLETOWN WATER AND SEWER | LS | UTIL | 11
3100155 |  | S.B.C. | LS | UTIL | 11
3100156 |  | AQUARION WATER | LS | UTIL | 11
3100157 |  | BROOKFIELD WATER | LS | UTIL | 11
3100158 |  | TOWN OF GREENWICH DEPARTMENT OF PUBLIC WORKS | LS | UTIL | 11
3100161 |  | S.N.E.T. D.B.A. FRONTIER COMM. OF CT | LS | UTIL | 11
3100162 |  | S.N.E.T. D.B.A. A.T.&T. CONN. | LS | UTIL | 11
3100163 |  | TOWN OF DARIEN | LS | UTIL | 11
3100164 |  | DATA NET | LS | UTIL | 11
3100168 |  | TOWN OF SIMSBURY | LS | UTIL | 11
3100170 |  | TOWN OF COVENTRY DEPARTMENT OF PUBLIC WORKS | LS | UTIL | 11
3100172 |  | TOWN OF NOANK FIRE DISTRCT WATER DEPARTMENT | LS | UTIL | 11
3100188 |  | CITY OF WEST HAVEN | LS | UTIL | 11
3100189 |  | PAN AM SOUTHERN, LLC. | LS | UTIL | 11
3100190 |  | CONNECTICUT SOUTHERN RAILROAD INC. | LS | UTIL | 11
3100191 |  | NEW ENGLAND CENTRAL RAILROAD CO. | LS | UTIL | 11
3100192 |  | HOUSATONIC RAILROAD COMPANY | LS | UTIL | 11
3100193 |  | NAUGATUCK RAILROAD COMPANY | LS | UTIL | 11
3100196 |  | BRANFORD STEAM RAILROAD | LS | UTIL | 11
3100197 |  | RAILROAD SERVICE DISRUPTION | LS | UTIL | 11
3100198 |  | PROVIDENCE AND WORCESTER RAILROAD COMPANY | LS | UTIL | 11
3100199 |  | BOSTON AND MAINE CORPORATION | LS | UTIL | 11
3100200 |  | VALLEY RAILROAD COMPANY | LS | UTIL | 11
3100212 |  | METROCAST COMMUNICATIONS OF CT, LLC | LS | TBD | 11
3100214 |  | UNITED CABLE TELEVISION CORPORATION OF CONN. | LS | UTIL | 11
3100219 |  | CABLEVISION OF CONN. | LS | UTIL | 11
3100222 |  | CONTINENTAL CABLEVISION OF CONN. | LS | UTIL | 11
3100224 |  | UNITED CABLE TELEVISION SERVICE CORPORATION | LS | UTIL | 11
3100225 |  | EASTERN CONN. CABLE T.V. INC. | LS | UTIL | 11
3100228 |  | TELE-MEDIA CABLE | LS | UTIL | 11
3100231 |  | COMCAST CABLEVISION OF MIDDLETOWN, INC. | LS | UTIL | 11
3100232 |  | COMCAST OF GROTON, INC. | LS | UTIL | 11
3100233 |  | COMCAST CABLEVISION | LS | UTIL | 11
3100234 |  | THAMES VALLEY COMMUNICATION | LS | UTIL | 11
3100241 |  | TCI CABLE OF CENTRAL CONNECTICUT | LS | UTIL | 11
3100242 |  | COMMUNITY TV. SYSTEMS INC. | LS | UTIL | 11
3100243 |  | TCI CABLEVISION OF SOUTH CENTRAL CONNECTICUT | LS | UTIL | 11
3100244 |  | WORK BY CONTINENTAL CABLEVISION (ACTIVITY 26) | LS | UTIL | 11
3100245 |  | COX COMMUNICATION CONN., INC. | LS | UTIL | 11
3100246 |  | CCA ACQUISITION CORP. OF NORTH EAST CONN. | LS | UTIL | 11
3100247 |  | CCA ACQUISITION CORP. OF WESTERN CT. | LS | UTIL | 11
3100249 |  | CHARTER COMMUNICATION | LS | UTIL | 11
3100251 |  | LEVEL 3 COMMUNICATIONS, LLC | LS | UTIL | 11
3100252 |  | MCI WORLDCOM | LS | UTIL | 11
3100253 |  | CENTURY NORWICH CORPORATION D.B.A. ADELPHIA/NORWICH | LS | UTIL | 11
3100254 |  | FIBER TECHNOLOGIES NETWORKS, LLC. | LS | UTIL | 11
3100255 |  | COMCAST OF CONNECTICUT D.B.A. COMCAST/LAKEVILLE | LS | UTIL | 11
3100256 |  | COMCAST OF CONNECTICUT, INC. | LS | UTIL | 11
3100257 |  | COMCAST OF EASTERN CONNECTICUT, INC D.B.A. COMCAST VERNON | LS | UTIL | 11
3100258 |  | CHARTER COMMUNICATIONS ENTERTAINMENT I, LLC. D.B.A. CHARTER COMMUNICATIONS OF NORTHEASTERN CONN. | LS | UTIL | 11
3100259 |  | COMCAST OF CONNECTICUT D.B.A. COMCAST/BRANFORD | LS | UTIL | 11
3100260 |  | CABLEVISION OF LITCHFIELD, INC. | LS | UTIL | 11
3100261 |  | LIGHTOWER FIBER NETWORKS | LS | UTIL | 11
3100262 |  | LIGHTOWER FIBER NETWORKS I, LLC dba CROWN CASTLE FIBER | LS | UTIL | 11
3100263 |  | ATLANTIC BROADBAND (CT), LLC | LS | UTIL | 11
3100301 |  | CENTURY COMMUNICATION WESTERN CT. | LS | UTIL | 11
3100511 |  | CITY OF DERBY (FIRE ALARM) | LS | UTIL | 11
3100527 |  | TOWN OF NORTH BRANFORD | LS | TBD | 11
3100530 |  | CITY OF ANSONIA | LS | UTIL | 11
3100531 |  | TOWN OF GLASTONBURY | LS | UTIL | 11
3100602 |  | WOLCOTT WATER AND SEWER | LS | UTIL | 11
3100603 |  | TOWN OF SPRAGUE WATER AND SEWER AUTHORITY | LS | UTIL | 11
3100644 |  | THOMPSONVILLE FIRE DEPARTMENT | LS | UTIL | 11
3100681 |  | VALLEY WATER SYSTEM | LS | UTIL | 11
3100699 |  | WATERFORD UTILITY COMMISSION | LS | UTIL | 11
3100701 |  | WATER POLLUTION CONTROL AUTHORITY (TOWN OF VERNON) | LS | UTIL | 11
3100702 |  | TOWN OF HADDAM WATER POLLUTION CONTROL | LS | UTIL | 11
3100703 |  | TOWN OF WATERFORD WATER POLLUTION CONTROL AUTHORITY | LS | UTIL | 11
3100704 |  | GREATER NEW HAVEN WATER POLLUTION CONTROL AUTHORITY | LS | UTIL | 11
3100705 |  | TOWN OF ELLINGTON WATER POLLUTION CONTROL AUTHORITY | LS | UTIL | 11
3100706 |  | TOWN OF STONINGTON WATER POLLUTION CONTROL AUTHORITY | LS | UTIL | 11
3100707 |  | TOWN OF CHESTER WATER POLLUTION CONTROL AUTHORITY | LS | UTIL | 11
3100708 |  | WINDHAM WATER POLLUTION CONTROL FACILITY | LS | UTIL | 11
3100709 |  | TOWN OF THOMPSON WATER POLLUTION CONTROL AUTHORITY | LS | UTIL | 11
3100801 |  | TOWN OF EAST LYME (WATER AND SEWER) | LS | UTIL | 11
3163212 |  | THE ENERGY NETWORK | LS | UTIL | 11
3205605 |  | EAST HAVEN WATER POLLUTION CONTROL AUTHORITY | LS | UTIL | 11
3205760 |  | TOWN OF EAST WINDSOR(SEWER) | LS | UTIL | 11
3205804 |  | CITY OF GROTON DEPARTMENT OF UTILITIES | LS | UTIL | 11
3205806 |  | CITY OF GROTON DEPARTMENT OF UTILITIES - (ACTIVITY NO. 26) | LS | UTIL | 11
3205807 |  | TOWN OF FARMINGTON (SEWER) | LS | UTIL | 11
3205808 |  | GROTON EMERGENCY COMMUNICATION | LS | UTIL | 11
3206601 |  | KENSINGTON FIRE DEPARTMENT | LS | UTIL | 11
3207603 |  | 8TH UTILITIES DISTRICT - MANCHESTER | LS | UTIL | 11
3208002 |  | TOWN OF MIDDLEBURY - WPCA | LS | UTIL | 11
3208003 |  | TOWN OF MIDDLEBURY - PUBLIC WORKS DEPARTMENT | LS | UTIL | 11
3208202 |  | CITY OF MIDDLETOWN (WATER) | LS | UTIL | 11
3210303 |  | CITY OF NORWICH (ELECTRIC) | LS | UTIL | 11
3210305 |  | WORK BY UTILITIES (ACTIVITY 26) | LS | UTIL | 11
3210307 |  | CITY OF NORWICH (WATER) | LS | UTIL | 11
3210400 |  | WORK BY WOODBURY TELEPHONE- ACTIVITY 26 | LS | UTIL | 11
3213501 |  | CITY OF STAMFORD | LS | TBD | 11
3215301 |  | WATERTOWN FIRE DISTRICT (WATER AND SEWER) | LS | UTIL | 11
3215400 |  | TOWN OF WESTERLEY - UTILITY DIVISION | LS | UTIL | 11
3215500 |  | CITY/TOWN (FIRE ALARM) | LS | UTIL | 11
3216501 |  | TOWN OF WINDSOR LOCKS (SEWER) | LS | UTIL | 11
3216802 |  | TOWN OF CANTERBURY - BOARD OF EDUCATION | LS | UTIL | 11
3400000 |  | MILESTONE INCENTIVE FUNDS | LS | UTIL | 11
9514998 |  | THIS NUMBER IS AVAILABLE | ea. | TBD | 11
9514999 |  | THIS NUMBER IS AVAILABLE | ea. | TBD | 11
AUP00001 |  | Mobilization | LS | MOBI | 11
AUP00002 |  | General Conditions: Project Startup Items | LS | MOBI | 11
AUP00003 |  | Contractor Quality Control Program Level 2 | LS | QAQC | 11
AUP00004 |  | Environmental Health and Safety | LS | ENVR | 11
AUP00005 |  | Civil Items | LS | CVIL | 11
AUP00006 |  | Special Temporary Earth Retaining System | LS | ERTH | 11
AUP00007 |  | Site Prep & Demolition | LS | ERTH | 11
AUP00008 |  | Maint & Prot of Traffic | LS | TRAF | 11
AUP00009 |  | Electric Items | LS | ELEC | 11
AUP00010 |  | Traffic Signals | LS | TRFP | 11
AUP00011 |  | Waterline Items | LS | UTIL | 11
AUP00012 |  | Sanitary Sewer Items | LS | UTIL | 11
AUP00013 |  | Civil Items - Mun | LS | CVIL | 11
AUP00014 |  | Site Prep & Demo (Mun) | LS | ERTH | 11
AUP00015 |  | Maintenance & Protection of Traffic - MUN | LS | TRAF | 11
AUP00016 |  | Electric Items - MUN | LS | ELEC | 11
AUP00017 |  | Indirects | LS | INDR | 11
AUP00018 |  | Risk Items | LS | RISK | 11
AUP00019 |  | Bonds | LS | BOND | 11
AUP00020 |  | GMP Multiplier | LS | MLTP | 11
CO0001BAG |  | Placeholder for CO items with unit of measure, bag. | bag | COR | 11
CO0001CF |  | See supplemental description | c.f. | COR | 11
CO0001CP |  | See supplemental description | C.P. | COR | 11
CO0001CWT |  | PLACEHOLDER FOR CWT MEASURED ITEMS | cwt. | COR | 11
CO0001CY |  | See supplemental description | c.y. | COR | 11
CO0001DAY |  | Change Order Item - Day | day | COR | 11
CO0001ea |  | Change Order Item - Each | ea. | COR | 11
CO0001EST |  | Change Order Item for EST Items | est. | COR | 11
CO0001GAL |  | PLACEHOLDER FOR GAL MEASURED ITEMS | gal | COR | 11
CO0001HR |  | Placeholder for Hourly measured items | hr | COR | 11
CO0001LB |  | Change Order Item for LB measured items | lb. | COR | 11
CO0001LF |  | See supplemental description | l.f. | COR | 11
CO0001LS |  | Change Order Item - Lump Sum | LS | COR | 11
CO0001mo |  | Change Order Item - mo. (Month) | mo. | COR | 11
CO0001SF |  | Change Order Item for SquareFoot Items | s.f. | COR | 11
CO0001SY |  | Placeholder for CO Items Measured in Square Yards | s.y. | COR | 11
CO0001TON |  | Placeholder for TON measured items | ton | COR | 11
CO0001VF |  | Change Order for items in Vertical Feet | v.f. |  | 11
CO0001WK |  | CO0001WK - UNIT - WEEKLY | WK |  | 11
ED0001 |  | Emergency Declaration Project Placeholder Item | DOL |  | 11
N/A | N/A | N/A | N/A | N/A | N/A